## Aggregate_Definitions_03132024
LMP Aggregate Definitions
Updated for March 13, 2024
Aggregate Pnode ID | Aggregate | Aggregate Type | Zone | Bus Pnode ID | Station | Voltage | Equipment | Bus Type
20648204 | AEC - AP | AGGREGATE | APS | 5021096 | BURMA | 138 KV | T71 | LOAD
20648204 | AEC - AP | AGGREGATE | APS | 5021097 | BURMA | 138 KV | T72 | LOAD
20648204 | AEC - AP | AGGREGATE | APS | 5021098 | BUTL APS | 138 KV | T1 | LOAD
20648204 | AEC - AP | AGGREGATE | APS | 5021099 | BUTL APS | 138 KV | T2 | LOAD
20648204 | AEC - AP | AGGREGATE | APS | 2156114711 | CONNELSV | 25 KV | T1LD | LOAD
20648204 | AEC - AP | AGGREGATE | APS | 5021153 | DONEGAL | 138 KV | AEC | LOAD
20648204 | AEC - AP | AGGREGATE | APS | 5021282 | HOUSEVIL | 138 KV | T1 | LOAD
20648204 | AEC - AP | AGGREGATE | APS | 5021283 | HOUSEVIL | 138 KV | T2 | LOAD
20648204 | AEC - AP | AGGREGATE | APS | 2156114974 | IRONBRID | 25 KV | BUS1_LD | LOAD
20648204 | AEC - AP | AGGREGATE | APS | 2156114903 | IRONBRID | 25 KV | BUS2_LD | LOAD
20648204 | AEC - AP | AGGREGATE | APS | 5021303 | KARNSCIT | 138 KV | T1 | LOAD
20648204 | AEC - AP | AGGREGATE | APS | 5021304 | KARNSCIT | 138 KV | T2 | LOAD
20648204 | AEC - AP | AGGREGATE | APS | 2156110443 | KEISTERS | 25 KV | LOAD1 | LOAD
20648204 | AEC - AP | AGGREGATE | APS | 2156110444 | KEISTERS | 25 KV | LOAD2 | LOAD
20648204 | AEC - AP | AGGREGATE | APS | 5021318 | KITTANNI | 138 KV | T1 | LOAD
20648204 | AEC - AP | AGGREGATE | APS | 5021319 | KITTANNI | 138 KV | T2 | LOAD
20648204 | AEC - AP | AGGREGATE | APS | 1047976 | LOBO | 230 KV | 1TX | LOAD
20648204 | AEC - AP | AGGREGATE | APS | 5021349 | LUXOR | 138 KV | T1 | LOAD
20648204 | AEC - AP | AGGREGATE | APS | 5021376 | MCCONNEL | 138 KV | T61 | LOAD
20648204 | AEC - AP | AGGREGATE | APS | 50167 | POTTER | 115 KV | 115LD1 | LOAD
20648204 | AEC - AP | AGGREGATE | APS | 50168 | POTTER | 115 KV | 115LD2 | LOAD
20648204 | AEC - AP | AGGREGATE | APS | 5021481 | QUEHANNA | 230 KV | T81 | LOAD
20648204 | AEC - AP | AGGREGATE | APS | 5021506 | SALTSBUR | 138 KV | T2 | LOAD
20648204 | AEC - AP | AGGREGATE | APS | 5021614 | WOODLAND | 138 KV | T2 | LOAD
31928441 | AEC - JC | AGGREGATE | JCPL | 49365 | VERNON | 115 KV | BK 1 | LOAD
31928437 | AEC - ME | AGGREGATE | METED | 49420 | BAIR | 115 KV | 1 BANK | LOAD
31928437 | AEC - ME | AGGREGATE | METED | 49426 | CROSSROA | 115 KV | 1 BANK | LOAD
31928437 | AEC - ME | AGGREGATE | METED | 205525 | FAIRVWME | 115 KV | 1 BANK | LOAD
31928437 | AEC - ME | AGGREGATE | METED | 93116 | GARDNERS | 115 KV | 3BANK | LOAD
31928437 | AEC - ME | AGGREGATE | METED | 49431 | GERMANTO | 115 KV | 2B42 | LOAD
31928437 | AEC - ME | AGGREGATE | METED | 205526 | GITTSRUN | 115 KV | 2 BANK | LOAD
31928437 | AEC - ME | AGGREGATE | METED | 49434 | HAMILTON | 115 KV | 1 BANK | LOAD
31928437 | AEC - ME | AGGREGATE | METED | 44460761 | HILL | 115 KV | 2 BANK | LOAD
31928437 | AEC - ME | AGGREGATE | METED | 49441 | LINCOLN | 115 KV | 1 BANK | LOAD
31928437 | AEC - ME | AGGREGATE | METED | 1047956 | ORRTANNA | 115 KV | ADAMS LD | LOAD
31928437 | AEC - ME | AGGREGATE | METED | 49464 | OXFORD | 115 KV | 1 BANK | LOAD
31928437 | AEC - ME | AGGREGATE | METED | 49471 | ROUNDTOP | 115 KV | 1B71 | LOAD
31928437 | AEC - ME | AGGREGATE | METED | 49481 | STRABAN | 115 KV | 1 BANK | LOAD
31928437 | AEC - ME | AGGREGATE | METED | 49487 | TOLNA | 115 KV | 1B02 | LOAD
31928439 | AEC - PN | AGGREGATE | PENELEC | 49500 | ALLEGHEN | 115 KV | 1 TX | LOAD
31928439 | AEC - PN | AGGREGATE | PENELEC | 49504 | BEDFORD | 115 KV | LOAD 1 | LOAD
31928439 | AEC - PN | AGGREGATE | PENELEC | 49506 | BLAIN | 115 KV | #1 TX | LOAD
31928439 | AEC - PN | AGGREGATE | PENELEC | 44460801 | BLAIRSVE | 22 KV | 2 TX | LOAD
31928439 | AEC - PN | AGGREGATE | PENELEC | 49509 | BROOKVIL | 138 KV | 1 TX | LOAD
31928439 | AEC - PN | AGGREGATE | PENELEC | 2156109299 | CARL PN | 23 KV | LOAD1 | LOAD
31928439 | AEC - PN | AGGREGATE | PENELEC | 49518 | CENTRALC | 115 KV | 1 TX | LOAD
31928439 | AEC - PN | AGGREGATE | PENELEC | 44460805 | CLARKSUM | 115 KV | 1 TX | LOAD
31928439 | AEC - PN | AGGREGATE | PENELEC | 2156114609 | CLAYSBUR | 23 KV | T1_LD | LOAD
31928439 | AEC - PN | AGGREGATE | PENELEC | 1183219784 | CORRYE | 34.5 KV | BANK1 | LOAD
31928439 | AEC - PN | AGGREGATE | PENELEC | 49528 | CURRYVIL | 115 KV | #1 TX | LOAD
31928439 | AEC - PN | AGGREGATE | PENELEC | 49530 | DIXONVIL | 115 KV | 1 TX | LOAD
31928439 | AEC - PN | AGGREGATE | PENELEC | 2156114395 | DUBOIS | 34.5 KV | 1_2LD | LOAD
31928439 | AEC - PN | AGGREGATE | PENELEC | 49541 | ECLIPSE | 115 KV | 1 TX | LOAD
31928439 | AEC - PN | AGGREGATE | PENELEC | 49534 | EDGEWOOD | 115 KV | NO.1 T | LOAD
31928439 | AEC - PN | AGGREGATE | PENELEC | 2156114781 | EDINBORO | 34.5 KV | T1_LD | LOAD
31928439 | AEC - PN | AGGREGATE | PENELEC | 44460817 | EPIKE | 22 KV | 1 TX | LOAD
31928439 | AEC - PN | AGGREGATE | PENELEC | 1318131245 | ESAYRE | 34.5 KV | ATHNS LD | LOAD
31928439 | AEC - PN | AGGREGATE | PENELEC | 2156109302 | ETOWANDA | 34.5 KV | 1TX | LOAD
31928439 | AEC - PN | AGGREGATE | PENELEC | 49564 | GLORY | 115 KV | NO7 TX | LOAD
31928439 | AEC - PN | AGGREGATE | PENELEC | 49565 | GOLD | 115 KV | NO.1 T | LOAD
31928439 | AEC - PN | AGGREGATE | PENELEC | 49566 | GRANDVIE | 115 KV | 2 TX | LOAD
31928439 | AEC - PN | AGGREGATE | PENELEC | 1067157917 | GROVER | 34 KV | LOAD1 | LOAD
31928439 | AEC - PN | AGGREGATE | PENELEC | 49571 | HAYNIE | 115 KV | 1 TX | LOAD
31928439 | AEC - PN | AGGREGATE | PENELEC | 49572 | HILLTOP | 115 KV | 1 TX | LOAD
31928439 | AEC - PN | AGGREGATE | PENELEC | 49574 | HILLVALL | 115 KV | #1 TX | LOAD
31928439 | AEC - PN | AGGREGATE | PENELEC | 49579 | HOOVERSV | 115 KV | 1 TX 1 | LOAD
31928439 | AEC - PN | AGGREGATE | PENELEC | 49581 | JACK PN | 115 KV | #1 TX | LOAD
31928439 | AEC - PN | AGGREGATE | PENELEC | 1439640625 | LAURELL | 34.5 KV | T X1 | LOAD
31928439 | AEC - PN | AGGREGATE | PENELEC | 49588 | LENOX | 115 KV | 1 TX | LOAD
31928439 | AEC - PN | AGGREGATE | PENELEC | 49597 | MADERA | 115 KV | 1 TX | LOAD
31928439 | AEC - PN | AGGREGATE | PENELEC | 1047963 | MEHOOPAN | 13 KV | 1PG | LOAD
31928439 | AEC - PN | AGGREGATE | PENELEC | 49604 | MEYERSDA | 115 KV | NO1 TX | LOAD
31928439 | AEC - PN | AGGREGATE | PENELEC | 49605 | MORGANST | 115 KV | 1 TX | LOAD
31928439 | AEC - PN | AGGREGATE | PENELEC | 49608 | NILESVAL | 115 KV | WLSBR1 | LOAD
31928439 | AEC - PN | AGGREGATE | PENELEC | 1292902574 | NMESHOPP | 34.5 KV | SS1 | LOAD
31928439 | AEC - PN | AGGREGATE | PENELEC | 1368997683 | OSCEOLA | 34.5 KV | T1 | LOAD
31928439 | AEC - PN | AGGREGATE | PENELEC | 49613 | OSTERBUR | 115 KV | 1 TX | LOAD
31928439 | AEC - PN | AGGREGATE | PENELEC | 2156110136 | OXBOW | 34.5 KV | OXBOW_LD | LOAD
31928439 | AEC - PN | AGGREGATE | PENELEC | 49615 | PENNMAR | 22 KV | ONE | LOAD
31928439 | AEC - PN | AGGREGATE | PENELEC | 49617 | PHILIPSB | 115 KV | ONE | LOAD
31928439 | AEC - PN | AGGREGATE | PENELEC | 49625 | PUNXSUTA | 115 KV | 1 TX | LOAD
31928439 | AEC - PN | AGGREGATE | PENELEC | 49630 | RALPHTON | 115 KV | NO.1 T | LOAD
31928439 | AEC - PN | AGGREGATE | PENELEC | 49631 | RAYSTOWN | 46 KV | ONE | LOAD
31928439 | AEC - PN | AGGREGATE | PENELEC | 49632 | REEDSGAP | 115 KV | 1 TX | LOAD
31928439 | AEC - PN | AGGREGATE | PENELEC | 49635 | ROCKWOOD | 115 KV | NO1 TX | LOAD
31928439 | AEC - PN | AGGREGATE | PENELEC | 49639 | SABINSVI | 34 KV | WELLBR | LOAD
31928439 | AEC - PN | AGGREGATE | PENELEC | 49641 | SALIX | 115 KV | NO1 TX | LOAD
31928439 | AEC - PN | AGGREGATE | PENELEC | 49642 | SAXTON | 115 KV | 6 TX | LOAD
31928439 | AEC - PN | AGGREGATE | PENELEC | 49646 | SEWARD | 115 KV | NO.8 T | LOAD
31928439 | AEC - PN | AGGREGATE | PENELEC | 49649 | SHADEGAP | 115 KV | NO1 TX | LOAD
31928439 | AEC - PN | AGGREGATE | PENELEC | 49650 | SHAWVILL | 34 KV | 14 TX | LOAD
31928439 | AEC - PN | AGGREGATE | PENELEC | 49653 | SHELOCTA | 115 KV | 1 TX | LOAD
31928439 | AEC - PN | AGGREGATE | PENELEC | 49654 | SNAKESPR | 115 KV | 1 TX | LOAD
31928439 | AEC - PN | AGGREGATE | PENELEC | 49656 | SOME PN | 115 KV | ONE | LOAD
31928439 | AEC - PN | AGGREGATE | PENELEC | 1084380079 | SPANGLER | 46 KV | ST BEN | LOAD
31928439 | AEC - PN | AGGREGATE | PENELEC | 49659 | SPRINGBO | 115 KV | 1 TX | LOAD
31928439 | AEC - PN | AGGREGATE | PENELEC | 135388655 | STROY | 34 KV | LOAD1 | LOAD
31928439 | AEC - PN | AGGREGATE | PENELEC | 49666 | THOMPSON | 115 KV | 1 TX | LOAD
31928439 | AEC - PN | AGGREGATE | PENELEC | 49667 | THREESPR | 115 KV | 1 TX | LOAD
31928439 | AEC - PN | AGGREGATE | PENELEC | 49668 | TIFFANY | 115 KV | #1 TX | LOAD
31928439 | AEC - PN | AGGREGATE | PENELEC | 49670 | TIMBLIN | 34 KV | LD1 | LOAD
31928439 | AEC - PN | AGGREGATE | PENELEC | 2156114969 | TITUSVIL | 34.5 KV | BUS1_LD | LOAD
31928439 | AEC - PN | AGGREGATE | PENELEC | 48933941 | UNIONCIT | 115 KV | 1-4TX | LOAD
31928439 | AEC - PN | AGGREGATE | PENELEC | 1183219972 | WARRENS | 34.5 KV | WARRNSLD | LOAD
31928439 | AEC - PN | AGGREGATE | PENELEC | 49691 | WESTOVER | 115 KV | 1-TX | LOAD
31928439 | AEC - PN | AGGREGATE | PENELEC | 49692 | WHETSTON | 115 KV | BRCKW | LOAD
33097339 | AELC | AGGREGATE | COMED | 32417689 | 936 LINC | 12 KV | LE-1 | GEN
33097339 | AELC | AGGREGATE | COMED | 32417691 | 936 LINC | 12 KV | LE-2 | GEN
33097339 | AELC | AGGREGATE | COMED | 32417693 | 936 LINC | 12 KV | LE-3 | GEN
33097339 | AELC | AGGREGATE | COMED | 32417695 | 936 LINC | 12 KV | LE-4 | GEN
33097339 | AELC | AGGREGATE | COMED | 32417697 | 936 LINC | 12 KV | LE-5 | GEN
33097339 | AELC | AGGREGATE | COMED | 32417699 | 936 LINC | 12 KV | LE-6 | GEN
33097339 | AELC | AGGREGATE | COMED | 32417701 | 936 LINC | 12 KV | LE-7 | GEN
33097339 | AELC | AGGREGATE | COMED | 32417703 | 936 LINC | 12 KV | LE-8 | GEN
47330703 | AEP W.O. MON POWER | AGGREGATE | AEP | 32410471 | 18THSTHT | 69 KV | T1 | LOAD
47330703 | AEP W.O. MON POWER | AGGREGATE | AEP | 32416355 | 21TREATY | 69 KV | A | LOAD
47330703 | AEP W.O. MON POWER | AGGREGATE | AEP | 32410473 | 23RDSTRE | 138 KV | T1 | LOAD
47330703 | AEP W.O. MON POWER | AGGREGATE | AEP | 32410475 | 23RDSTRE | 138 KV | T2 | LOAD
47330703 | AEP W.O. MON POWER | AGGREGATE | AEP | 32416359 | 29THST | 13 KV | LOAD1 | LOAD
47330703 | AEP W.O. MON POWER | AGGREGATE | AEP | 32416361 | 29THST | 13 KV | LOAD2 | LOAD
47330703 | AEP W.O. MON POWER | AGGREGATE | AEP | 32416363 | 32NDSTRE | 13 KV | LOAD | LOAD
47330703 | AEP W.O. MON POWER | AGGREGATE | AEP | 32410477 | ABERT | 69 KV | T1 | LOAD
47330703 | AEP W.O. MON POWER | AGGREGATE | AEP | 32410481 | ABINGDON | 138 KV | T2 | LOAD
47330703 | AEP W.O. MON POWER | AGGREGATE | AEP | 32410483 | ABINGDON | 138 KV | T3 | LOAD
47330703 | AEP W.O. MON POWER | AGGREGATE | AEP | 45565837 | ABINGDON | 138 KV | T4 | LOAD
47330703 | AEP W.O. MON POWER | AGGREGATE | AEP | 1356152835 | ACADEMIA | 12 KV | 12KV | LOAD
47330703 | AEP W.O. MON POWER | AGGREGATE | AEP | 1356152836 | ACADEMIA | 69 KV | GAMBIER | LOAD
47330703 | AEP W.O. MON POWER | AGGREGATE | AEP | 2156111399 | ADA | 69 KV | LOAD | LOAD
47330703 | AEP W.O. MON POWER | AGGREGATE | AEP | 1165470563 | ADAMSAEP | 69 KV | PEEB | LOAD
47330703 | AEP W.O. MON POWER | AGGREGATE | AEP | 1165470562 | ADAMSAEP | 69 KV | T2 | LOAD
47330703 | AEP W.O. MON POWER | AGGREGATE | AEP | 1356152322 | ADAMSIM | 138 KV | T2 | LOAD
47330703 | AEP W.O. MON POWER | AGGREGATE | AEP | 1165470565 | ADDISON | 69 KV | LOAD1 | LOAD
47330703 | AEP W.O. MON POWER | AGGREGATE | AEP | 71856505 | ADENA | 69 KV | T1 | LOAD
47330703 | AEP W.O. MON POWER | AGGREGATE | AEP | 2156109010 | ADOBESW | 69 KV | CARDINAL | LOAD
47330703 | AEP W.O. MON POWER | AGGREGATE | AEP | 135388697 | AGAGAS1 | 138 KV | T1 | LOAD
47330703 | AEP W.O. MON POWER | AGGREGATE | AEP | 135388699 | AGAGAS1 | 138 KV | T2 | LOAD
47330703 | AEP W.O. MON POWER | AGGREGATE | AEP | 2156112473 | AGNERSW | 69 KV | LOAD1 | LOAD
47330703 | AEP W.O. MON POWER | AGGREGATE | AEP | 32410501 | AKSTEEL | 138 KV | C14010 | LOAD
47330703 | AEP W.O. MON POWER | AGGREGATE | AEP | 32410503 | AKSTEEL | 138 KV | C14020 | LOAD
47330703 | AEP W.O. MON POWER | AGGREGATE | AEP | 1388602894 | ALADDIN | 138 KV | T1 | LOAD
47330703 | AEP W.O. MON POWER | AGGREGATE | AEP | 1388602893 | ALADDIN | 138 KV | T2 | LOAD
47330703 | AEP W.O. MON POWER | AGGREGATE | AEP | 1666102943 | ALBIONIM | 69 KV | T2 | LOAD
47330703 | AEP W.O. MON POWER | AGGREGATE | AEP | 1666103463 | ALBIONRE | 69 KV | REMC | LOAD
47330703 | AEP W.O. MON POWER | AGGREGATE | AEP | 2156108962 | ALLEDONI | 69 KV | COALSAF | LOAD
47330703 | AEP W.O. MON POWER | AGGREGATE | AEP | 32410507 | ALLENAEP | 46 KV | T1 | LOAD
47330703 | AEP W.O. MON POWER | AGGREGATE | AEP | 32410511 | ALLOY | 138 KV | LT21 | LOAD
47330703 | AEP W.O. MON POWER | AGGREGATE | AEP | 32410513 | ALLOY | 138 KV | LT31 | LOAD
47330703 | AEP W.O. MON POWER | AGGREGATE | AEP | 1107280803 | ALMENA | 69 KV | LOAD | LOAD
47330703 | AEP W.O. MON POWER | AGGREGATE | AEP | 1666102954 | ALMENA | 69 KV | T1 | LOAD
47330703 | AEP W.O. MON POWER | AGGREGATE | AEP | 1666102955 | ALMENA | 69 KV | T3 | LOAD
47330703 | AEP W.O. MON POWER | AGGREGATE | AEP | 2156112051 | ALPINES | 69 KV | HWNCOOP | LOAD
47330703 | AEP W.O. MON POWER | AGGREGATE | AEP | 32410517 | AMALLOY | 138 KV | T1 | LOAD
47330703 | AEP W.O. MON POWER | AGGREGATE | AEP | 2041958084 | AMBLERR | 138 KV | T1 | LOAD
47330703 | AEP W.O. MON POWER | AGGREGATE | AEP | 2156111850 | AMHERST | 69 KV | T1 | LOAD
47330703 | AEP W.O. MON POWER | AGGREGATE | AEP | 1183223764 | AMLIN | 138 KV | LD1 | LOAD
47330703 | AEP W.O. MON POWER | AGGREGATE | AEP | 1132284247 | AMOS | 138 KV | SCR1 | LOAD
47330703 | AEP W.O. MON POWER | AGGREGATE | AEP | 1132284248 | AMOS | 138 KV | SCR2 | LOAD
47330703 | AEP W.O. MON POWER | AGGREGATE | AEP | 32413159 | AMPOR | 138 KV | LOAD | LOAD
47330703 | AEP W.O. MON POWER | AGGREGATE | AEP | 2156108993 | AMSTERDA | 69 KV | T1 | LOAD
47330703 | AEP W.O. MON POWER | AGGREGATE | AEP | 1775813094 | ANCHORHO | 69 KV | T1 | LOAD
47330703 | AEP W.O. MON POWER | AGGREGATE | AEP | 1775813092 | ANCHORHO | 69 KV | T2 | LOAD
47330703 | AEP W.O. MON POWER | AGGREGATE | AEP | 1775813093 | ANCHORHO | 69 KV | T3 | LOAD
47330703 | AEP W.O. MON POWER | AGGREGATE | AEP | 2156109567 | ANGUIN | 138 KV | 1A | LOAD
47330703 | AEP W.O. MON POWER | AGGREGATE | AEP | 2156109568 | ANGUIN | 138 KV | 1B | LOAD
47330703 | AEP W.O. MON POWER | AGGREGATE | AEP | 1775812645 | ANTHONY | 138 KV | T5 | LOAD
47330703 | AEP W.O. MON POWER | AGGREGATE | AEP | 1775813095 | ANTIVLTP | 69 KV | T1 | LOAD
47330703 | AEP W.O. MON POWER | AGGREGATE | AEP | 1666104477 | ANTWERP | 69 KV | T1 | LOAD
47330703 | AEP W.O. MON POWER | AGGREGATE | AEP | 32410535 | APPLECRE | 138 KV | T1 | LOAD
47330703 | AEP W.O. MON POWER | AGGREGATE | AEP | 32410537 | APPLEGRO | 138 KV | T1 | LOAD
47330703 | AEP W.O. MON POWER | AGGREGATE | AEP | 32410539 | APPLEVAL | 138 KV | T6 | LOAD
47330703 | AEP W.O. MON POWER | AGGREGATE | AEP | 2156108991 | ARENDSRI | 138 KV | LOWELL | LOAD
47330703 | AEP W.O. MON POWER | AGGREGATE | AEP | 1775813072 | ARMSTRNG | 69 KV | T1 | LOAD
47330703 | AEP W.O. MON POWER | AGGREGATE | AEP | 32410541 | ASHEVANS | 69 KV | ASHOIL2 | LOAD
47330703 | AEP W.O. MON POWER | AGGREGATE | AEP | 32410543 | ASHEVANS | 69 KV | T1T2 | LOAD
47330703 | AEP W.O. MON POWER | AGGREGATE | AEP | 2156110485 | ASHLYAEP | 69 KV | T1 | LOAD
47330703 | AEP W.O. MON POWER | AGGREGATE | AEP | 32410545 | ASHOIL1 | 69 KV | ASHMALIC | LOAD
47330703 | AEP W.O. MON POWER | AGGREGATE | AEP | 32410547 | ASHOIL1 | 69 KV | T1T2 | LOAD
47330703 | AEP W.O. MON POWER | AGGREGATE | AEP | 1218904377 | ASTON | 138 KV | WILLIAM2 | LOAD
47330703 | AEP W.O. MON POWER | AGGREGATE | AEP | 1218904378 | ASTON | 138 KV | WILLIAM3 | LOAD
47330703 | AEP W.O. MON POWER | AGGREGATE | AEP | 32410549 | ASTOR | 138 KV | T1 | LOAD
47330703 | AEP W.O. MON POWER | AGGREGATE | AEP | 32410551 | ASTOR | 138 KV | T2 | LOAD
47330703 | AEP W.O. MON POWER | AGGREGATE | AEP | 32410553 | ATKINS | 138 KV | T1 | LOAD
47330703 | AEP W.O. MON POWER | AGGREGATE | AEP | 2156109016 | ATWOOD | 69 KV | ATWOOD | LOAD
47330703 | AEP W.O. MON POWER | AGGREGATE | AEP | 32410557 | AUBURNC3 | 138 KV | T1 | LOAD
47330703 | AEP W.O. MON POWER | AGGREGATE | AEP | 32410559 | AUBURNC5 | 138 KV | T1 | LOAD
47330703 | AEP W.O. MON POWER | AGGREGATE | AEP | 1666104438 | AUGLAIZE | 69 KV | T2 | LOAD
47330703 | AEP W.O. MON POWER | AGGREGATE | AEP | 32410561 | AUSTINVI | 138 KV | T1 | LOAD
47330703 | AEP W.O. MON POWER | AGGREGATE | AEP | 1552830329 | AVIATION | 138 KV | T2 | LOAD
47330703 | AEP W.O. MON POWER | AGGREGATE | AEP | 1666103466 | AVILLATP | 69 KV | AVILLA | LOAD
47330703 | AEP W.O. MON POWER | AGGREGATE | AEP | 1775814261 | BABBITT | 138 KV | T1 | LOAD
47330703 | AEP W.O. MON POWER | AGGREGATE | AEP | 1775814263 | BABBITT | 138 KV | T2 | LOAD
47330703 | AEP W.O. MON POWER | AGGREGATE | AEP | 1775814265 | BABBITT | 138 KV | T3 | LOAD
47330703 | AEP W.O. MON POWER | AGGREGATE | AEP | 1775814262 | BABBITT | 138 KV | T5 | LOAD
47330703 | AEP W.O. MON POWER | AGGREGATE | AEP | 32410563 | BAILEYSV | 138 KV | T1 | LOAD
47330703 | AEP W.O. MON POWER | AGGREGATE | AEP | 2156111841 | BAKERSV | 69 KV | BAKER | LOAD
47330703 | AEP W.O. MON POWER | AGGREGATE | AEP | 1439644392 | BALLSGAP | 138 KV | T1 | LOAD
47330703 | AEP W.O. MON POWER | AGGREGATE | AEP | 32410565 | BANCROFT | 138 KV | T2 | LOAD
47330703 | AEP W.O. MON POWER | AGGREGATE | AEP | 32410567 | BANCROFT | 138 KV | T3 | LOAD
47330703 | AEP W.O. MON POWER | AGGREGATE | AEP | 2156112886 | BANE | 69 KV | CARDINAL | LOAD
47330703 | AEP W.O. MON POWER | AGGREGATE | AEP | 2156112737 | BANE | 69 KV | T1 | LOAD
47330703 | AEP W.O. MON POWER | AGGREGATE | AEP | 2156109007 | BARNESVI | 69 KV | T3 | LOAD
47330703 | AEP W.O. MON POWER | AGGREGATE | AEP | 1218905938 | BARNETT | 69 KV | T1LD | LOAD
47330703 | AEP W.O. MON POWER | AGGREGATE | AEP | 1218905939 | BARNETT | 69 KV | T2LD | LOAD
47330703 | AEP W.O. MON POWER | AGGREGATE | AEP | 32410571 | BARODA | 138 KV | T1 | LOAD
47330703 | AEP W.O. MON POWER | AGGREGATE | AEP | 2041958109 | BASSETT | 69 KV | T1 | LOAD
47330703 | AEP W.O. MON POWER | AGGREGATE | AEP | 2156108971 | BATESVOP | 69 KV | T3 | LOAD
47330703 | AEP W.O. MON POWER | AGGREGATE | AEP | 2156110183 | BEALLAVE | 69 KV | T12 | LOAD
47330703 | AEP W.O. MON POWER | AGGREGATE | AEP | 2156110182 | BEALLAVE | 69 KV | T3 | LOAD
47330703 | AEP W.O. MON POWER | AGGREGATE | AEP | 2156108981 | BEALLSVI | 69 KV | T1 | LOAD
47330703 | AEP W.O. MON POWER | AGGREGATE | AEP | 2156112238 | BEARTOWN | 69 KV | LOAD1 | LOAD
47330703 | AEP W.O. MON POWER | AGGREGATE | AEP | 32410575 | BEATTY | 138 KV | T1 | LOAD
47330703 | AEP W.O. MON POWER | AGGREGATE | AEP | 32410579 | BEATTY | 138 KV | T5 | LOAD
47330703 | AEP W.O. MON POWER | AGGREGATE | AEP | 32410581 | BEATTY | 138 KV | T6 | LOAD
47330703 | AEP W.O. MON POWER | AGGREGATE | AEP | 32410583 | BEAVERCR | 46 KV | BURTON | LOAD
47330703 | AEP W.O. MON POWER | AGGREGATE | AEP | 2156111398 | BEAVERDM | 69 KV | LOAD | LOAD
47330703 | AEP W.O. MON POWER | AGGREGATE | AEP | 32410587 | BECKHAM | 138 KV | T1 | LOAD
47330703 | AEP W.O. MON POWER | AGGREGATE | AEP | 32410589 | BEECHROA | 138 KV | T1 | LOAD
47330703 | AEP W.O. MON POWER | AGGREGATE | AEP | 32410591 | BEEFHIDE | 138 KV | T1 | LOAD
47330703 | AEP W.O. MON POWER | AGGREGATE | AEP | 2156108957 | BELDENSW | 69 KV | LOCK | LOAD
47330703 | AEP W.O. MON POWER | AGGREGATE | AEP | 32410593 | BELDENVI | 138 KV | T1 | LOAD
47330703 | AEP W.O. MON POWER | AGGREGATE | AEP | 32410595 | BELDENVI | 138 KV | T2 | LOAD
47330703 | AEP W.O. MON POWER | AGGREGATE | AEP | 32410597 | BELHAVEN | 138 KV | T1 | LOAD
47330703 | AEP W.O. MON POWER | AGGREGATE | AEP | 32410601 | BELLEFON | 138 KV | T6 | LOAD
47330703 | AEP W.O. MON POWER | AGGREGATE | AEP | 32410613 | BELLEFON | 34 KV | ARMCOKP1 | LOAD
47330703 | AEP W.O. MON POWER | AGGREGATE | AEP | 32410615 | BELLEFON | 34 KV | ARMCOKP2 | LOAD
47330703 | AEP W.O. MON POWER | AGGREGATE | AEP | 32410617 | BELVAAEP | 138 KV | T1A | LOAD
47330703 | AEP W.O. MON POWER | AGGREGATE | AEP | 2156109896 | BENINGTN | 138 KV | WVIRGINA | LOAD
47330703 | AEP W.O. MON POWER | AGGREGATE | AEP | 32410627 | BENTONVI | 69 KV | T1 | LOAD
47330703 | AEP W.O. MON POWER | AGGREGATE | AEP | 48933985 | BERKSHI2 | 138 KV | T1 | LOAD
47330703 | AEP W.O. MON POWER | AGGREGATE | AEP | 2156111832 | BERLNAEP | 69 KV | T1 | LOAD
47330703 | AEP W.O. MON POWER | AGGREGATE | AEP | 2156111764 | BERLNAEP | 69 KV | T2 | LOAD
47330703 | AEP W.O. MON POWER | AGGREGATE | AEP | 1356152711 | BERNE | 69 KV | T1 | LOAD
47330703 | AEP W.O. MON POWER | AGGREGATE | AEP | 1552831294 | BERRYWOD | 138 KV | TR1 | LOAD
47330703 | AEP W.O. MON POWER | AGGREGATE | AEP | 1379256640 | BERWIND | 138 KV | T1 | LOAD
47330703 | AEP W.O. MON POWER | AGGREGATE | AEP | 32410635 | BETHEL2 | 138 KV | T1 | LOAD
47330703 | AEP W.O. MON POWER | AGGREGATE | AEP | 32410637 | BETHEL2 | 138 KV | T2 | LOAD
47330703 | AEP W.O. MON POWER | AGGREGATE | AEP | 32410639 | BETHEL2 | 138 KV | T3 | LOAD
47330703 | AEP W.O. MON POWER | AGGREGATE | AEP | 48933987 | BETHLEHE | 138 KV | T1 | LOAD
47330703 | AEP W.O. MON POWER | AGGREGATE | AEP | 32410649 | BEXLEY | 138 KV | T1 | LOAD
47330703 | AEP W.O. MON POWER | AGGREGATE | AEP | 32410651 | BEXLEY | 138 KV | T2 | LOAD
47330703 | AEP W.O. MON POWER | AGGREGATE | AEP | 32410653 | BEXLEY | 138 KV | T3 | LOAD
47330703 | AEP W.O. MON POWER | AGGREGATE | AEP | 1388603638 | BIERSRUN | 69 KV | MILL | LOAD
47330703 | AEP W.O. MON POWER | AGGREGATE | AEP | 32410655 | BIGGRAVE | 138 KV | T1 | LOAD
47330703 | AEP W.O. MON POWER | AGGREGATE | AEP | 2156111988 | BILLIAR | 69 KV | T1 | LOAD
47330703 | AEP W.O. MON POWER | AGGREGATE | AEP | 2156112073 | BILLIAR | 69 KV | T2 | LOAD
47330703 | AEP W.O. MON POWER | AGGREGATE | AEP | 32410667 | BIXBY | 138 KV | T3 | LOAD
47330703 | AEP W.O. MON POWER | AGGREGATE | AEP | 32410669 | BIXBY | 138 KV | T4 | LOAD
47330703 | AEP W.O. MON POWER | AGGREGATE | AEP | 32410671 | BIXLER | 138 KV | T1 | LOAD
47330703 | AEP W.O. MON POWER | AGGREGATE | AEP | 2156109018 | BLACKHWK | 69 KV | T1 | LOAD
47330703 | AEP W.O. MON POWER | AGGREGATE | AEP | 2156109019 | BLACKHWK | 69 KV | T2 | LOAD
47330703 | AEP W.O. MON POWER | AGGREGATE | AEP | 32410673 | BLACKLIC | 138 KV | T2 | LOAD
47330703 | AEP W.O. MON POWER | AGGREGATE | AEP | 63381269 | BLACKLIC | 138 KV | T3 | LOAD
47330703 | AEP W.O. MON POWER | AGGREGATE | AEP | 32410675 | BLAINE | 138 KV | T1 | LOAD
47330703 | AEP W.O. MON POWER | AGGREGATE | AEP | 32410677 | BLAINE | 138 KV | T2 | LOAD
47330703 | AEP W.O. MON POWER | AGGREGATE | AEP | 112585993 | BLAIRFOR | 69 KV | SLEMP | LOAD
47330703 | AEP W.O. MON POWER | AGGREGATE | AEP | 32410679 | BLENDON | 138 KV | T1 | LOAD
47330703 | AEP W.O. MON POWER | AGGREGATE | AEP | 40243235 | BLENDON | 138 KV | T2 | LOAD
47330703 | AEP W.O. MON POWER | AGGREGATE | AEP | 67719553 | BLENDON | 138 KV | T3 | LOAD
47330703 | AEP W.O. MON POWER | AGGREGATE | AEP | 2156108987 | BLIZZARD | 69 KV | T1 | LOAD
47330703 | AEP W.O. MON POWER | AGGREGATE | AEP | 2156108988 | BLIZZARD | 69 KV | T2 | LOAD
47330703 | AEP W.O. MON POWER | AGGREGATE | AEP | 2156110483 | BLOOM | 69 KV | T1 | LOAD
47330703 | AEP W.O. MON POWER | AGGREGATE | AEP | 2156111779 | BLOOMRD | 69 KV | TR1 | LOAD
47330703 | AEP W.O. MON POWER | AGGREGATE | AEP | 2156110180 | BLOOMVIL | 69 KV | LOAD | LOAD
47330703 | AEP W.O. MON POWER | AGGREGATE | AEP | 2156109903 | BLOSSOMT | 138 KV | T1 | LOAD
47330703 | AEP W.O. MON POWER | AGGREGATE | AEP | 32410681 | BLUEFIEL | 138 KV | T1 | LOAD
47330703 | AEP W.O. MON POWER | AGGREGATE | AEP | 32410683 | BLUEFIEL | 138 KV | T2 | LOAD
47330703 | AEP W.O. MON POWER | AGGREGATE | AEP | 32410685 | BLUEGRA2 | 69 KV | T1 | LOAD
47330703 | AEP W.O. MON POWER | AGGREGATE | AEP | 1248984092 | BLUERACE | 138 KV | SCENTRAL | LOAD
47330703 | AEP W.O. MON POWER | AGGREGATE | AEP | 135388701 | BLUERDGE | 34.5 KV | T2 | LOAD
47330703 | AEP W.O. MON POWER | AGGREGATE | AEP | 1356152350 | BLUFFPOI | 69 KV | T2 | LOAD
47330703 | AEP W.O. MON POWER | AGGREGATE | AEP | 1775813084 | BLUFFTNN | 69 KV | T1 | LOAD
47330703 | AEP W.O. MON POWER | AGGREGATE | AEP | 1356152712 | BLUFFTON | 69 KV | BLFTN | LOAD
47330703 | AEP W.O. MON POWER | AGGREGATE | AEP | 1348253970 | BOCGASE2 | 12 KV | XF1 | LOAD
47330703 | AEP W.O. MON POWER | AGGREGATE | AEP | 1666103440 | BOHNALUM | 69 KV | T1 | LOAD
47330703 | AEP W.O. MON POWER | AGGREGATE | AEP | 98369913 | BOLINS | 138 KV | T1 | LOAD
47330703 | AEP W.O. MON POWER | AGGREGATE | AEP | 32410691 | BOLIVAR | 138 KV | T1 | LOAD
47330703 | AEP W.O. MON POWER | AGGREGATE | AEP | 1379257896 | BOLTON | 138 KV | T1 | LOAD
47330703 | AEP W.O. MON POWER | AGGREGATE | AEP | 32410695 | BONNYMAN | 69 KV | T1 | LOAD
47330703 | AEP W.O. MON POWER | AGGREGATE | AEP | 32410697 | BONSACK | 138 KV | T1 | LOAD
47330703 | AEP W.O. MON POWER | AGGREGATE | AEP | 32410699 | BOONSBO2 | 138 KV | T1 | LOAD
47330703 | AEP W.O. MON POWER | AGGREGATE | AEP | 2156113719 | BORDENML | 34.5 KV | T1 | LOAD
47330703 | AEP W.O. MON POWER | AGGREGATE | AEP | 32410701 | BORDERLA | 138 KV | T1 | LOAD
47330703 | AEP W.O. MON POWER | AGGREGATE | AEP | 2156110836 | BOUTWELL | 138 KV | T1 | LOAD
47330703 | AEP W.O. MON POWER | AGGREGATE | AEP | 2156115093 | BOXER | 69 KV | T1LD | LOAD
47330703 | AEP W.O. MON POWER | AGGREGATE | AEP | 2156109902 | BOXER | 69 KV | T2 | LOAD
47330703 | AEP W.O. MON POWER | AGGREGATE | AEP | 32410703 | BOXWOOD | 138 KV | T1 | LOAD
47330703 | AEP W.O. MON POWER | AGGREGATE | AEP | 32410707 | BRADLEY | 46 KV | T1 | LOAD
47330703 | AEP W.O. MON POWER | AGGREGATE | AEP | 2156109569 | BRICE | 138 KV | T1 | LOAD
47330703 | AEP W.O. MON POWER | AGGREGATE | AEP | 2156109317 | BRIDGE | 69 KV | T1 | LOAD
47330703 | AEP W.O. MON POWER | AGGREGATE | AEP | 2156109316 | BRIDGE | 69 KV | T2 | LOAD
47330703 | AEP W.O. MON POWER | AGGREGATE | AEP | 32410715 | BRIDGEV2 | 138 KV | T1 | LOAD
47330703 | AEP W.O. MON POWER | AGGREGATE | AEP | 32410717 | BRIDGMAN | 69 KV | T1 | LOAD
47330703 | AEP W.O. MON POWER | AGGREGATE | AEP | 32410719 | BRIDGMAN | 69 KV | T2 | LOAD
47330703 | AEP W.O. MON POWER | AGGREGATE | AEP | 2156112976 | BRIDSTSW | 69 KV | COLFOR | LOAD
47330703 | AEP W.O. MON POWER | AGGREGATE | AEP | 1666103461 | BRIMFIEL | 69 KV | T1 | LOAD
47330703 | AEP W.O. MON POWER | AGGREGATE | AEP | 1356153521 | BRITTON | 138 KV | T1 | LOAD
47330703 | AEP W.O. MON POWER | AGGREGATE | AEP | 1356153522 | BRITTON | 138 KV | T2 | LOAD
47330703 | AEP W.O. MON POWER | AGGREGATE | AEP | 1356153520 | BRITTON | 138 KV | T3 | LOAD
47330703 | AEP W.O. MON POWER | AGGREGATE | AEP | 32410721 | BROADACR | 138 KV | T1 | LOAD
47330703 | AEP W.O. MON POWER | AGGREGATE | AEP | 1356152714 | BRODY | 138 KV | MIDWEST | LOAD
47330703 | AEP W.O. MON POWER | AGGREGATE | AEP | 32410727 | BROOKSDE | 138 KV | T1 | LOAD
47330703 | AEP W.O. MON POWER | AGGREGATE | AEP | 2155501915 | BROOKSDE | 138 KV | T2 | LOAD
47330703 | AEP W.O. MON POWER | AGGREGATE | AEP | 32410733 | BROOKVI2 | 138 KV | T1 | LOAD
47330703 | AEP W.O. MON POWER | AGGREGATE | AEP | 1207066051 | BROOMRD | 69 KV | LOAD1 | LOAD
47330703 | AEP W.O. MON POWER | AGGREGATE | AEP | 1165472099 | BROWNHIL | 69 KV | ADAMS | LOAD
47330703 | AEP W.O. MON POWER | AGGREGATE | AEP | 1305120387 | BRUES | 69 KV | DUMLOAD | LOAD
47330703 | AEP W.O. MON POWER | AGGREGATE | AEP | 1305120386 | BRUES | 69 KV | T1 | LOAD
47330703 | AEP W.O. MON POWER | AGGREGATE | AEP | 1305120388 | BRUES | 69 KV | T3 | LOAD
47330703 | AEP W.O. MON POWER | AGGREGATE | AEP | 32410741 | BRUSHTAV | 138 KV | T1 | LOAD
47330703 | AEP W.O. MON POWER | AGGREGATE | AEP | 1369000218 | BRUSHTAV | 138 KV | T2 | LOAD
47330703 | AEP W.O. MON POWER | AGGREGATE | AEP | 32410745 | BUCHANAN | 34 KV | CLARKCO | LOAD
47330703 | AEP W.O. MON POWER | AGGREGATE | AEP | 32410743 | BUCHANAN | 69 KV | T1 | LOAD
47330703 | AEP W.O. MON POWER | AGGREGATE | AEP | 32410747 | BUCHANTP | 69 KV | SBUCHANA | LOAD
47330703 | AEP W.O. MON POWER | AGGREGATE | AEP | 1775813069 | BUCKEYET | 69 KV | T1 | LOAD
47330703 | AEP W.O. MON POWER | AGGREGATE | AEP | 32410753 | BUCKHORN | 138 KV | T1 | LOAD
47330703 | AEP W.O. MON POWER | AGGREGATE | AEP | 1388601920 | BUCKHORN | 138 KV | T2 | LOAD
47330703 | AEP W.O. MON POWER | AGGREGATE | AEP | 32410757 | BUCKSKIN | 69 KV | T1 | LOAD
47330703 | AEP W.O. MON POWER | AGGREGATE | AEP | 1218905956 | BUCYRUS | 69 KV | T1 | LOAD
47330703 | AEP W.O. MON POWER | AGGREGATE | AEP | 1218904493 | BUCYRUSC | 69 KV | T2 | LOAD
47330703 | AEP W.O. MON POWER | AGGREGATE | AEP | 2156108973 | BUELL | 138 KV | T1 | LOAD
47330703 | AEP W.O. MON POWER | AGGREGATE | AEP | 1775813102 | BUENVIST | 69 KV | LYNN | LOAD
47330703 | AEP W.O. MON POWER | AGGREGATE | AEP | 32410761 | BULAN | 69 KV | T1 | LOAD
47330703 | AEP W.O. MON POWER | AGGREGATE | AEP | 1439644389 | BULLITST | 138 KV | T1 | LOAD
47330703 | AEP W.O. MON POWER | AGGREGATE | AEP | 1439644390 | BULLITST | 138 KV | T2 | LOAD
47330703 | AEP W.O. MON POWER | AGGREGATE | AEP | 32410763 | BURLING2 | 138 KV | T1 | LOAD
47330703 | AEP W.O. MON POWER | AGGREGATE | AEP | 32410765 | BURNAUGH | 69 KV | T1 | LOAD
47330703 | AEP W.O. MON POWER | AGGREGATE | AEP | 53048715 | BURNWRTH | 138 KV | REMC | LOAD
47330703 | AEP W.O. MON POWER | AGGREGATE | AEP | 32410767 | BUSSEYVI | 138 KV | T1 | LOAD
47330703 | AEP W.O. MON POWER | AGGREGATE | AEP | 1369001159 | BUSSEYVI | 138 KV | T2 | LOAD
47330703 | AEP W.O. MON POWER | AGGREGATE | AEP | 1666103457 | BUTLR | 69 KV | HAMILTON | LOAD
47330703 | AEP W.O. MON POWER | AGGREGATE | AEP | 1666103456 | BUTLR | 69 KV | T1 | LOAD
47330703 | AEP W.O. MON POWER | AGGREGATE | AEP | 2156108946 | BWAEP | 69 KV | BW | LOAD
47330703 | AEP W.O. MON POWER | AGGREGATE | AEP | 1218905963 | BWAEP | 69 KV | LONGMTN | LOAD
47330703 | AEP W.O. MON POWER | AGGREGATE | AEP | 1218905962 | BWAEP | 69 KV | T1 | LOAD
47330703 | AEP W.O. MON POWER | AGGREGATE | AEP | 2156109002 | BYESVILL | 69 KV | T1 | LOAD
47330703 | AEP W.O. MON POWER | AGGREGATE | AEP | 1869178738 | BYLLESBY | 69 KV | T4 | LOAD
47330703 | AEP W.O. MON POWER | AGGREGATE | AEP | 32410769 | CABELL | 138 KV | T1 | LOAD
47330703 | AEP W.O. MON POWER | AGGREGATE | AEP | 32410771 | CABELL | 138 KV | T2 | LOAD
47330703 | AEP W.O. MON POWER | AGGREGATE | AEP | 1107280945 | CABINCRE | 46 KV | LOAD1 | LOAD
47330703 | AEP W.O. MON POWER | AGGREGATE | AEP | 1107280946 | CABINCRE | 46 KV | LOAD2 | LOAD
47330703 | AEP W.O. MON POWER | AGGREGATE | AEP | 32410783 | CABOTBER | 138 KV | T1 | LOAD
47330703 | AEP W.O. MON POWER | AGGREGATE | AEP | 1666104453 | CAIRO | 69 KV | T1 | LOAD
47330703 | AEP W.O. MON POWER | AGGREGATE | AEP | 32410785 | CALDWELL | 138 KV | T1 | LOAD
47330703 | AEP W.O. MON POWER | AGGREGATE | AEP | 32410787 | CALDWELL | 138 KV | T2 | LOAD
47330703 | AEP W.O. MON POWER | AGGREGATE | AEP | 32410789 | CALGONSS | 69 KV | CALGON | LOAD
47330703 | AEP W.O. MON POWER | AGGREGATE | AEP | 1183223763 | CALIS | 138 KV | CALIS | LOAD
47330703 | AEP W.O. MON POWER | AGGREGATE | AEP | 1183223762 | CALIS | 138 KV | MARKWEST | LOAD
47330703 | AEP W.O. MON POWER | AGGREGATE | AEP | 32410791 | CALVERT | 138 KV | T1 | LOAD
47330703 | AEP W.O. MON POWER | AGGREGATE | AEP | 2156110823 | CAMERON | 69 KV | T1 | LOAD
47330703 | AEP W.O. MON POWER | AGGREGATE | AEP | 2156110824 | CAMERON | 69 KV | T2 | LOAD
47330703 | AEP W.O. MON POWER | AGGREGATE | AEP | 1165472105 | CAMPBAVE | 69 KV | LOAD1 | LOAD
47330703 | AEP W.O. MON POWER | AGGREGATE | AEP | 1165472106 | CAMPBAVE | 69 KV | LOAD2 | LOAD
47330703 | AEP W.O. MON POWER | AGGREGATE | AEP | 1165472107 | CAMPBAVE | 69 KV | LOAD3 | LOAD
47330703 | AEP W.O. MON POWER | AGGREGATE | AEP | 1348255116 | CAMPSHER | 69 KV | T1 | LOAD
47330703 | AEP W.O. MON POWER | AGGREGATE | AEP | 1348255115 | CAMPSHER | 69 KV | T2 | LOAD
47330703 | AEP W.O. MON POWER | AGGREGATE | AEP | 32410795 | CANALAEP | 138 KV | T2 | LOAD
47330703 | AEP W.O. MON POWER | AGGREGATE | AEP | 32410797 | CANALAEP | 138 KV | T3 | LOAD
47330703 | AEP W.O. MON POWER | AGGREGATE | AEP | 1207064685 | CANALROA | 69 KV | LOAD1 | LOAD
47330703 | AEP W.O. MON POWER | AGGREGATE | AEP | 1207064684 | CANALROA | 69 KV | LOAD2 | LOAD
47330703 | AEP W.O. MON POWER | AGGREGATE | AEP | 32410801 | CANDLERS | 138 KV | T1 | LOAD
47330703 | AEP W.O. MON POWER | AGGREGATE | AEP | 32410803 | CANNELVI | 138 KV | T1 | LOAD
47330703 | AEP W.O. MON POWER | AGGREGATE | AEP | 32410805 | CANNONSB | 69 KV | T1 | LOAD
47330703 | AEP W.O. MON POWER | AGGREGATE | AEP | 1097724704 | CAPITALA | 138 KV | T2 | LOAD
47330703 | AEP W.O. MON POWER | AGGREGATE | AEP | 2156111395 | CAPITALA | 34.5 KV | T1_LD | LOAD
47330703 | AEP W.O. MON POWER | AGGREGATE | AEP | 32410807 | CAPITOLH | 138 KV | T3 | LOAD
47330703 | AEP W.O. MON POWER | AGGREGATE | AEP | 32410813 | CAPITOLH | 46 KV | CENTRALA | LOAD
47330703 | AEP W.O. MON POWER | AGGREGATE | AEP | 32410815 | CAPITOLH | 46 KV | HANNADR | LOAD
47330703 | AEP W.O. MON POWER | AGGREGATE | AEP | 32410811 | CAPITOLH | 69 KV | MINKSHOA | LOAD
47330703 | AEP W.O. MON POWER | AGGREGATE | AEP | 32410827 | CARROLGR | 69 KV | T1 | LOAD
47330703 | AEP W.O. MON POWER | AGGREGATE | AEP | 32410829 | CARROLLT | 138 KV | T1 | LOAD
47330703 | AEP W.O. MON POWER | AGGREGATE | AEP | 32410831 | CARROLLT | 138 KV | T2 | LOAD
47330703 | AEP W.O. MON POWER | AGGREGATE | AEP | 32410835 | CASSOPOL | 69 KV | T1 | LOAD
47330703 | AEP W.O. MON POWER | AGGREGATE | AEP | 32410837 | CATAWBA | 34 KV | MASONCRE | LOAD
47330703 | AEP W.O. MON POWER | AGGREGATE | AEP | 32410839 | CATAWBA | 34 KV | T2 | LOAD
47330703 | AEP W.O. MON POWER | AGGREGATE | AEP | 32410841 | CAVESPRI | 138 KV | T1 | LOAD
47330703 | AEP W.O. MON POWER | AGGREGATE | AEP | 32410843 | CAVESPRI | 138 KV | T2 | LOAD
47330703 | AEP W.O. MON POWER | AGGREGATE | AEP | 1666104494 | CAVETTSW | 69 KV | CONVOY | LOAD
47330703 | AEP W.O. MON POWER | AGGREGATE | AEP | 2156109563 | CEDARCR2 | 138 KV | T2 | LOAD
47330703 | AEP W.O. MON POWER | AGGREGATE | AEP | 1084382646 | CEDARCR2 | 46 KV | T1 | LOAD
47330703 | AEP W.O. MON POWER | AGGREGATE | AEP | 32410849 | CELANESE | 138 KV | TUP1 | LOAD
47330703 | AEP W.O. MON POWER | AGGREGATE | AEP | 32410851 | CELANESE | 138 KV | TUP2 | LOAD
47330703 | AEP W.O. MON POWER | AGGREGATE | AEP | 32410853 | CELANESE | 138 KV | TUT1 | LOAD
47330703 | AEP W.O. MON POWER | AGGREGATE | AEP | 53048717 | CENTERBU | 138 KV | CENTERBU | LOAD
47330703 | AEP W.O. MON POWER | AGGREGATE | AEP | 1183223790 | CENTRLST | 69 KV | PRAIRE | LOAD
47330703 | AEP W.O. MON POWER | AGGREGATE | AEP | 2156110841 | CENTRSTR | 69 KV | T1 | LOAD
47330703 | AEP W.O. MON POWER | AGGREGATE | AEP | 45565839 | CENTRVIL | 138 KV | T2 | LOAD
47330703 | AEP W.O. MON POWER | AGGREGATE | AEP | 45565841 | CENTRVIL | 69 KV | BEDFORD | LOAD
47330703 | AEP W.O. MON POWER | AGGREGATE | AEP | 32410861 | CHAUNCEY | 138 KV | T1 | LOAD
47330703 | AEP W.O. MON POWER | AGGREGATE | AEP | 32410863 | CHAVIES | 69 KV | T1 | LOAD
47330703 | AEP W.O. MON POWER | AGGREGATE | AEP | 32410865 | CHEMICAL | 46 KV | CMACHINE | LOAD
47330703 | AEP W.O. MON POWER | AGGREGATE | AEP | 2156112844 | CHEMICAL | 46 KV | CMAIN | LOAD
47330703 | AEP W.O. MON POWER | AGGREGATE | AEP | 32410867 | CHEMICAL | 46 KV | DUNBARTP | LOAD
47330703 | AEP W.O. MON POWER | AGGREGATE | AEP | 32410869 | CHEMICAL | 46 KV | FMCEAST | LOAD
47330703 | AEP W.O. MON POWER | AGGREGATE | AEP | 32410871 | CHEMICAL | 46 KV | HANNADR | LOAD
47330703 | AEP W.O. MON POWER | AGGREGATE | AEP | 32410873 | CHEMICAL | 46 KV | ISLAND | LOAD
47330703 | AEP W.O. MON POWER | AGGREGATE | AEP | 32410875 | CHEMICAL | 46 KV | JOPLIN | LOAD
47330703 | AEP W.O. MON POWER | AGGREGATE | AEP | 32410877 | CHEMICAL | 46 KV | SCHARLES | LOAD
47330703 | AEP W.O. MON POWER | AGGREGATE | AEP | 32410879 | CHEMICAL | 46 KV | SCHARSEW | LOAD
47330703 | AEP W.O. MON POWER | AGGREGATE | AEP | 32410881 | CHEMICAL | 46 KV | T3 | LOAD
47330703 | AEP W.O. MON POWER | AGGREGATE | AEP | 1305120860 | CHERRYCR | 138 KV | T1 | LOAD
47330703 | AEP W.O. MON POWER | AGGREGATE | AEP | 1305120859 | CHERRYCR | 138 KV | T2 | LOAD
47330703 | AEP W.O. MON POWER | AGGREGATE | AEP | 1388602397 | CHERRYCR | 138 KV | T3 | LOAD
47330703 | AEP W.O. MON POWER | AGGREGATE | AEP | 1268561568 | CHESTER2 | 138 KV | LOAD3 | LOAD
47330703 | AEP W.O. MON POWER | AGGREGATE | AEP | 32410883 | CHESTER2 | 138 KV | T2 | LOAD
47330703 | AEP W.O. MON POWER | AGGREGATE | AEP | 2156113009 | CHESTER2 | 46 KV | KANCITLD | LOAD
47330703 | AEP W.O. MON POWER | AGGREGATE | AEP | 32410887 | CHESTER2 | 46 KV | LOUDENDA | LOAD
47330703 | AEP W.O. MON POWER | AGGREGATE | AEP | 32410889 | CINDEREL | 138 KV | T1 | LOAD
47330703 | AEP W.O. MON POWER | AGGREGATE | AEP | 32410891 | CIRCLEGR | 69 KV | CSPRINGF | LOAD
47330703 | AEP W.O. MON POWER | AGGREGATE | AEP | 32410893 | CIRCLEVI | 138 KV | T1 | LOAD
47330703 | AEP W.O. MON POWER | AGGREGATE | AEP | 32410895 | CIRCLEVI | 138 KV | T2 | LOAD
47330703 | AEP W.O. MON POWER | AGGREGATE | AEP | 32413149 | CITY | 138 KV | LOAD | LOAD
47330703 | AEP W.O. MON POWER | AGGREGATE | AEP | 32410901 | CITYJACK | 138 KV | T1 | LOAD
47330703 | AEP W.O. MON POWER | AGGREGATE | AEP | 32413161 | CITYSTMA | 138 KV | LOAD | LOAD
47330703 | AEP W.O. MON POWER | AGGREGATE | AEP | 1084382679 | CLARKBRA | 138 KV | LOAD | LOAD
47330703 | AEP W.O. MON POWER | AGGREGATE | AEP | 1348253482 | CLAYPOOL | 138 KV | T2 | LOAD
47330703 | AEP W.O. MON POWER | AGGREGATE | AEP | 32410907 | CLEARBRO | 138 KV | T1 | LOAD
47330703 | AEP W.O. MON POWER | AGGREGATE | AEP | 32410911 | CLEVELAN | 138 KV | T1 | LOAD
47330703 | AEP W.O. MON POWER | AGGREGATE | AEP | 32413135 | CLEVELAV | 69 KV | A | LOAD
47330703 | AEP W.O. MON POWER | AGGREGATE | AEP | 2156112436 | CLEVEREM | 69 KV | CLEVELRE | LOAD
47330703 | AEP W.O. MON POWER | AGGREGATE | AEP | 2156111844 | CLIFFORD | 46 KV | GLAD | LOAD
47330703 | AEP W.O. MON POWER | AGGREGATE | AEP | 2156111896 | CLIFFORD | 46 KV | PINEYR | LOAD
47330703 | AEP W.O. MON POWER | AGGREGATE | AEP | 32410917 | CLIFFTOP | 138 KV | T1 | LOAD
47330703 | AEP W.O. MON POWER | AGGREGATE | AEP | 2156112326 | CLINCHFI | 69 KV | CUSTLOAD | LOAD
47330703 | AEP W.O. MON POWER | AGGREGATE | AEP | 1869178795 | CLINCHFI | 69 KV | T2 | LOAD
47330703 | AEP W.O. MON POWER | AGGREGATE | AEP | 32410923 | CLINTOCS | 138 KV | T2 | LOAD
47330703 | AEP W.O. MON POWER | AGGREGATE | AEP | 32410925 | CLINTOCS | 138 KV | T3 | LOAD
47330703 | AEP W.O. MON POWER | AGGREGATE | AEP | 2156113083 | CLINTWOO | 69 KV | T1 | LOAD
47330703 | AEP W.O. MON POWER | AGGREGATE | AEP | 1379257899 | CLOUSE | 69 KV | NLEXNGTN | LOAD
47330703 | AEP W.O. MON POWER | AGGREGATE | AEP | 1379257900 | CLOUSE | 69 KV | SFULTNHM | LOAD
47330703 | AEP W.O. MON POWER | AGGREGATE | AEP | 32410931 | CLOVERD2 | 138 KV | T8 | LOAD
47330703 | AEP W.O. MON POWER | AGGREGATE | AEP | 1165470825 | CLOVERD2 | 69 KV | XT2LD | LOAD
47330703 | AEP W.O. MON POWER | AGGREGATE | AEP | 1379257886 | CLYDECIT | 69 KV | CLYDEAST | LOAD
47330703 | AEP W.O. MON POWER | AGGREGATE | AEP | 1379257887 | CLYDECIT | 69 KV | CLYDWEST | LOAD
47330703 | AEP W.O. MON POWER | AGGREGATE | AEP | 1379257885 | CLYDECIT | 69 KV | EVERG | LOAD
47330703 | AEP W.O. MON POWER | AGGREGATE | AEP | 1379257888 | CLYDECIT | 69 KV | REVERE | LOAD
47330703 | AEP W.O. MON POWER | AGGREGATE | AEP | 98369919 | COALFORK | 138 KV | MSF | LOAD
47330703 | AEP W.O. MON POWER | AGGREGATE | AEP | 2041959593 | COALTON | 69 KV | T1 | LOAD
47330703 | AEP W.O. MON POWER | AGGREGATE | AEP | 32410935 | CODOVER | 138 KV | T1 | LOAD
47330703 | AEP W.O. MON POWER | AGGREGATE | AEP | 32410937 | CODOVER | 138 KV | T2 | LOAD
47330703 | AEP W.O. MON POWER | AGGREGATE | AEP | 1067160657 | COFFEE | 138 KV | T1 | LOAD
47330703 | AEP W.O. MON POWER | AGGREGATE | AEP | 32410939 | COLBY | 138 KV | T2 | LOAD
47330703 | AEP W.O. MON POWER | AGGREGATE | AEP | 2156115070 | COLBY | 138 KV | T3 | LOAD
47330703 | AEP W.O. MON POWER | AGGREGATE | AEP | 2156110834 | COLE | 138 KV | T3 | LOAD
47330703 | AEP W.O. MON POWER | AGGREGATE | AEP | 2156108980 | COLERAIN | 69 KV | T1 | LOAD
47330703 | AEP W.O. MON POWER | AGGREGATE | AEP | 1218904600 | COLLEEN | 138 KV | LOAD1 | LOAD
47330703 | AEP W.O. MON POWER | AGGREGATE | AEP | 1218904601 | COLLEEN | 138 KV | LOAD2 | LOAD
47330703 | AEP W.O. MON POWER | AGGREGATE | AEP | 112585995 | COLLIER2 | 69 KV | XT1 | LOAD
47330703 | AEP W.O. MON POWER | AGGREGATE | AEP | 32410945 | COLLINS2 | 138 KV | T1 | LOAD
47330703 | AEP W.O. MON POWER | AGGREGATE | AEP | 1183223794 | COLONYB | 69 KV | LOAD | LOAD
47330703 | AEP W.O. MON POWER | AGGREGATE | AEP | 1183223795 | COLONYB | 69 KV | LOAD_X1 | LOAD
47330703 | AEP W.O. MON POWER | AGGREGATE | AEP | 1183223796 | COLONYB | 69 KV | LOAD_X2 | LOAD
47330703 | AEP W.O. MON POWER | AGGREGATE | AEP | 1666104439 | COLUMBGR | 69 KV | T1 | LOAD
47330703 | AEP W.O. MON POWER | AGGREGATE | AEP | 1666104440 | COLUMBGR | 69 KV | T2 | LOAD
47330703 | AEP W.O. MON POWER | AGGREGATE | AEP | 32410947 | COLUMBIA | 138 KV | T1 | LOAD
47330703 | AEP W.O. MON POWER | AGGREGATE | AEP | 32410951 | COLUMGAS | 69 KV | UNFUEL | LOAD
47330703 | AEP W.O. MON POWER | AGGREGATE | AEP | 32410953 | COMBS | 69 KV | T1 | LOAD
47330703 | AEP W.O. MON POWER | AGGREGATE | AEP | 2156109560 | COMMONWC | 138 KV | T1 | LOAD
47330703 | AEP W.O. MON POWER | AGGREGATE | AEP | 32410955 | CONANT | 34 KV | T1 | LOAD
47330703 | AEP W.O. MON POWER | AGGREGATE | AEP | 32410959 | CONCORD | 138 KV | T2 | LOAD
47330703 | AEP W.O. MON POWER | AGGREGATE | AEP | 32410961 | CONCORD | 138 KV | T3 | LOAD
47330703 | AEP W.O. MON POWER | AGGREGATE | AEP | 2156110452 | CONCORD | 34 KV | TR1TLOAD | LOAD
47330703 | AEP W.O. MON POWER | AGGREGATE | AEP | 2156111876 | CONNER | 69 KV | T1 | LOAD
47330703 | AEP W.O. MON POWER | AGGREGATE | AEP | 2155501923 | CONSTELM | 138 KV | 1-3 | LOAD
47330703 | AEP W.O. MON POWER | AGGREGATE | AEP | 1666104458 | CONTINEN | 69 KV | FTBROWN | LOAD
47330703 | AEP W.O. MON POWER | AGGREGATE | AEP | 1666104459 | CONTINEN | 69 KV | T1 | LOAD
47330703 | AEP W.O. MON POWER | AGGREGATE | AEP | 2156110174 | CONWAVE | 69 KV | T1 | LOAD
47330703 | AEP W.O. MON POWER | AGGREGATE | AEP | 1356152376 | COOK | 34 KV | T4 | LOAD
47330703 | AEP W.O. MON POWER | AGGREGATE | AEP | 1356152377 | COOK | 34 KV | T5 | LOAD
47330703 | AEP W.O. MON POWER | AGGREGATE | AEP | 1218904626 | COOK | 69 KV | LOAD_EP | LOAD
47330703 | AEP W.O. MON POWER | AGGREGATE | AEP | 1218904625 | COOK | 69 KV | T7 | LOAD
47330703 | AEP W.O. MON POWER | AGGREGATE | AEP | 1218904627 | COOK | 69 KV | TR8_LD | LOAD
47330703 | AEP W.O. MON POWER | AGGREGATE | AEP | 2156111821 | COOLWELL | 69 KV | T1 | LOAD
47330703 | AEP W.O. MON POWER | AGGREGATE | AEP | 1123170550 | COPPERMI | 69 KV | LOAD | LOAD
47330703 | AEP W.O. MON POWER | AGGREGATE | AEP | 32410979 | COPPERRI | 138 KV | T1 | LOAD
47330703 | AEP W.O. MON POWER | AGGREGATE | AEP | 1207064792 | COREY | 34 KV | 1T | LOAD
47330703 | AEP W.O. MON POWER | AGGREGATE | AEP | 2041958082 | CORNINGG | 69 KV | T1 | LOAD
47330703 | AEP W.O. MON POWER | AGGREGATE | AEP | 1268561638 | CORRIDOR | 138 KV | XF3 | LOAD
47330703 | AEP W.O. MON POWER | AGGREGATE | AEP | 1268561639 | CORRIDOR | 138 KV | XF4 | LOAD
47330703 | AEP W.O. MON POWER | AGGREGATE | AEP | 2155501917 | CORWIN | 138 KV | GM1 | LOAD
47330703 | AEP W.O. MON POWER | AGGREGATE | AEP | 2155501916 | CORWIN | 138 KV | GM2 | LOAD
47330703 | AEP W.O. MON POWER | AGGREGATE | AEP | 32410983 | CORWIN | 138 KV | T1 | LOAD
47330703 | AEP W.O. MON POWER | AGGREGATE | AEP | 32410985 | CORWIN | 138 KV | T2 | LOAD
47330703 | AEP W.O. MON POWER | AGGREGATE | AEP | 32410987 | COTTAGEV | 69 KV | T1 | LOAD
47330703 | AEP W.O. MON POWER | AGGREGATE | AEP | 93353437 | COUNTRYS | 138 KV | T1 | LOAD
47330703 | AEP W.O. MON POWER | AGGREGATE | AEP | 32410989 | COUNTYIM | 138 KV | T1 | LOAD
47330703 | AEP W.O. MON POWER | AGGREGATE | AEP | 32410991 | COUNTYLI | 138 KV | T1 | LOAD
47330703 | AEP W.O. MON POWER | AGGREGATE | AEP | 32410993 | COUNTYLI | 138 KV | T2 | LOAD
47330703 | AEP W.O. MON POWER | AGGREGATE | AEP | 32410995 | COUNTYRD | 138 KV | T1 | LOAD
47330703 | AEP W.O. MON POWER | AGGREGATE | AEP | 2156112908 | COVERTIM | 69 KV | T1 | LOAD
47330703 | AEP W.O. MON POWER | AGGREGATE | AEP | 1666104470 | CRAWFISC | 69 KV | T1 | LOAD
47330703 | AEP W.O. MON POWER | AGGREGATE | AEP | 1218905934 | CRICKETT | 138 KV | LOADCNX | LOAD
47330703 | AEP W.O. MON POWER | AGGREGATE | AEP | 1666104492 | CRIDERSV | 69 KV | T1 | LOAD
47330703 | AEP W.O. MON POWER | AGGREGATE | AEP | 2156109014 | CRIMMRD | 69 KV | T1 | LOAD
47330703 | AEP W.O. MON POWER | AGGREGATE | AEP | 2156109015 | CRIMMRD | 69 KV | T2 | LOAD
47330703 | AEP W.O. MON POWER | AGGREGATE | AEP | 1067160697 | CROOKEDC | 138 KV | LD | LOAD
47330703 | AEP W.O. MON POWER | AGGREGATE | AEP | 32411003 | CROOKSVI | 138 KV | T1 | LOAD
47330703 | AEP W.O. MON POWER | AGGREGATE | AEP | 2156110817 | CROSSLAN | 69 KV | LOAD | LOAD
47330703 | AEP W.O. MON POWER | AGGREGATE | AEP | 32411005 | CROSSRO2 | 69 KV | T1 | LOAD
47330703 | AEP W.O. MON POWER | AGGREGATE | AEP | 32411007 | CROSSSTR | 138 KV | T1 | LOAD
47330703 | AEP W.O. MON POWER | AGGREGATE | AEP | 32411009 | CRYSTAL | 138 KV | T1 | LOAD
47330703 | AEP W.O. MON POWER | AGGREGATE | AEP | 2156112917 | CRYSTALP | 69 KV | T1 | LOAD
47330703 | AEP W.O. MON POWER | AGGREGATE | AEP | 32411011 | CTYBRYAN | 138 KV | T1 | LOAD
47330703 | AEP W.O. MON POWER | AGGREGATE | AEP | 32411013 | CTYBRYAN | 138 KV | T2 | LOAD
47330703 | AEP W.O. MON POWER | AGGREGATE | AEP | 2156113563 | CUMBLAEP | 34.5 KV | T4 | LOAD
47330703 | AEP W.O. MON POWER | AGGREGATE | AEP | 32411015 | CURRY | 138 KV | T1 | LOAD
47330703 | AEP W.O. MON POWER | AGGREGATE | AEP | 1356151883 | CURRY | 138 KV | T2 | LOAD
47330703 | AEP W.O. MON POWER | AGGREGATE | AEP | 32411017 | DAILYTAP | 69 KV | T1 | LOAD
47330703 | AEP W.O. MON POWER | AGGREGATE | AEP | 32411019 | DALEVILL | 138 KV | T1 | LOAD
47330703 | AEP W.O. MON POWER | AGGREGATE | AEP | 32411021 | DALEWOOD | 138 KV | T1 | LOAD
47330703 | AEP W.O. MON POWER | AGGREGATE | AEP | 1348254324 | DALMATIA | 138 KV | TR1 | LOAD
47330703 | AEP W.O. MON POWER | AGGREGATE | AEP | 2156109004 | DANFORD | 69 KV | COALMINE | LOAD
47330703 | AEP W.O. MON POWER | AGGREGATE | AEP | 2041958104 | DANRIVRE | 69 KV | T1 | LOAD
47330703 | AEP W.O. MON POWER | AGGREGATE | AEP | 32411031 | DARDENRO | 138 KV | T1 | LOAD
47330703 | AEP W.O. MON POWER | AGGREGATE | AEP | 32411033 | DARDENRO | 138 KV | T2 | LOAD
47330703 | AEP W.O. MON POWER | AGGREGATE | AEP | 2156109313 | DARRAH | 138 KV | T1 | LOAD
47330703 | AEP W.O. MON POWER | AGGREGATE | AEP | 32411035 | DARRAH | 138 KV | T4 | LOAD
47330703 | AEP W.O. MON POWER | AGGREGATE | AEP | 2156109311 | DARRAH | 138 KV | T5 | LOAD
47330703 | AEP W.O. MON POWER | AGGREGATE | AEP | 32411043 | DARRAH | 34 KV | INCOMIL2 | LOAD
47330703 | AEP W.O. MON POWER | AGGREGATE | AEP | 32411049 | DAVIDSON | 138 KV | T1 | LOAD
47330703 | AEP W.O. MON POWER | AGGREGATE | AEP | 32411051 | DAVIDSON | 138 KV | T2 | LOAD
47330703 | AEP W.O. MON POWER | AGGREGATE | AEP | 32411053 | DAWES | 138 KV | T1 | LOAD
47330703 | AEP W.O. MON POWER | AGGREGATE | AEP | 135388707 | DAWKINS | 138 KV | LOAD | LOAD
47330703 | AEP W.O. MON POWER | AGGREGATE | AEP | 2156111836 | DEARINGT | 69 KV | T1 | LOAD
47330703 | AEP W.O. MON POWER | AGGREGATE | AEP | 2156111804 | DEARINGT | 69 KV | T2 | LOAD
47330703 | AEP W.O. MON POWER | AGGREGATE | AEP | 1775813090 | DECATUR | 69 KV | T1 | LOAD
47330703 | AEP W.O. MON POWER | AGGREGATE | AEP | 1775813091 | DECATUR | 69 KV | T2 | LOAD
47330703 | AEP W.O. MON POWER | AGGREGATE | AEP | 1775813106 | DECKER | 69 KV | T1 | LOAD
47330703 | AEP W.O. MON POWER | AGGREGATE | AEP | 1775813105 | DECKER | 69 KV | T2 | LOAD
47330703 | AEP W.O. MON POWER | AGGREGATE | AEP | 32411055 | DEERCREE | 138 KV | T4 | LOAD
47330703 | AEP W.O. MON POWER | AGGREGATE | AEP | 32411059 | DEERCREE | 34 KV | 37THSTRE | LOAD
47330703 | AEP W.O. MON POWER | AGGREGATE | AEP | 32411061 | DEERCREE | 34 KV | JONESBOR | LOAD
47330703 | AEP W.O. MON POWER | AGGREGATE | AEP | 32411063 | DEERCREE | 34 KV | MILLERAV | LOAD
47330703 | AEP W.O. MON POWER | AGGREGATE | AEP | 32411065 | DEERCREE | 34 KV | PARANTAP | LOAD
47330703 | AEP W.O. MON POWER | AGGREGATE | AEP | 32411067 | DEERCREE | 34 KV | PEACOCK | LOAD
47330703 | AEP W.O. MON POWER | AGGREGATE | AEP | 32411075 | DELANO | 138 KV | T1 | LOAD
47330703 | AEP W.O. MON POWER | AGGREGATE | AEP | 32411077 | DELANORD | 138 KV | T1 | LOAD
47330703 | AEP W.O. MON POWER | AGGREGATE | AEP | 1439644502 | DELAWAIM | 138 KV | T1 | LOAD
47330703 | AEP W.O. MON POWER | AGGREGATE | AEP | 1439644501 | DELAWAIM | 138 KV | T2 | LOAD
47330703 | AEP W.O. MON POWER | AGGREGATE | AEP | 57967541 | DELAWARE | 138 KV | PARK | LOAD
47330703 | AEP W.O. MON POWER | AGGREGATE | AEP | 32411091 | DELAWARE | 138 KV | T1 | LOAD
47330703 | AEP W.O. MON POWER | AGGREGATE | AEP | 32411095 | DELAWARE | 138 KV | T3 | LOAD
47330703 | AEP W.O. MON POWER | AGGREGATE | AEP | 32411097 | DELAWARE | 138 KV | T4 | LOAD
47330703 | AEP W.O. MON POWER | AGGREGATE | AEP | 32411105 | DELCORM5 | 138 KV | T2 | LOAD
47330703 | AEP W.O. MON POWER | AGGREGATE | AEP | 1666104480 | DELPHOS | 69 KV | T1 | LOAD
47330703 | AEP W.O. MON POWER | AGGREGATE | AEP | 1356152832 | DENAWASH | 18 KV | STSVC1 | LOAD
47330703 | AEP W.O. MON POWER | AGGREGATE | AEP | 1356152831 | DENAWASH | 18 KV | STSVC2 | LOAD
47330703 | AEP W.O. MON POWER | AGGREGATE | AEP | 1207066050 | DENNISON | 69 KV | LOAD1 | LOAD
47330703 | AEP W.O. MON POWER | AGGREGATE | AEP | 1305121977 | DENNISON | 69 KV | LOADT2 | LOAD
47330703 | AEP W.O. MON POWER | AGGREGATE | AEP | 2156114963 | DERBY | 34 KV | T2 | LOAD
47330703 | AEP W.O. MON POWER | AGGREGATE | AEP | 2156109001 | DERWENT | 69 KV | SENECAVL | LOAD
47330703 | AEP W.O. MON POWER | AGGREGATE | AEP | 2156109000 | DERWENT | 69 KV | T1 | LOAD
47330703 | AEP W.O. MON POWER | AGGREGATE | AEP | 1666104469 | DESHLERT | 69 KV | DESHLER | LOAD
47330703 | AEP W.O. MON POWER | AGGREGATE | AEP | 2156110169 | DEVOLA | 138 KV | T1 | LOAD
47330703 | AEP W.O. MON POWER | AGGREGATE | AEP | 2156110170 | DEVOLA | 138 KV | T2 | LOAD
47330703 | AEP W.O. MON POWER | AGGREGATE | AEP | 32411111 | DEWEY | 138 KV | T2 | LOAD
47330703 | AEP W.O. MON POWER | AGGREGATE | AEP | 32411113 | DIAMOND | 138 KV | T1 | LOAD
47330703 | AEP W.O. MON POWER | AGGREGATE | AEP | 32411115 | DICKENS | 138 KV | T1 | LOAD
47330703 | AEP W.O. MON POWER | AGGREGATE | AEP | 1666103436 | DIEBOLDR | 69 KV | PERRY | LOAD
47330703 | AEP W.O. MON POWER | AGGREGATE | AEP | 1666103437 | DIEBOLDR | 69 KV | T1 | LOAD
47330703 | AEP W.O. MON POWER | AGGREGATE | AEP | 2156108969 | DILLONVL | 69 KV | T2 | LOAD
47330703 | AEP W.O. MON POWER | AGGREGATE | AEP | 32411117 | DINGESS | 138 KV | T1 | LOAD
47330703 | AEP W.O. MON POWER | AGGREGATE | AEP | 1183223760 | DOCKFOUN | 69 KV | LOAD1 | LOAD
47330703 | AEP W.O. MON POWER | AGGREGATE | AEP | 32411119 | DOGWOODR | 138 KV | T1 | LOAD
47330703 | AEP W.O. MON POWER | AGGREGATE | AEP | 1067160758 | DOOVILLE | 138 KV | XT1 | LOAD
47330703 | AEP W.O. MON POWER | AGGREGATE | AEP | 32411121 | DORTON | 138 KV | T1 | LOAD
47330703 | AEP W.O. MON POWER | AGGREGATE | AEP | 32411127 | DRAGOON | 138 KV | T1 | LOAD
47330703 | AEP W.O. MON POWER | AGGREGATE | AEP | 123900937 | DRESDEN | 138 KV | LOADSS1 | LOAD
47330703 | AEP W.O. MON POWER | AGGREGATE | AEP | 123900939 | DRESDEN | 138 KV | LOADSS2 | LOAD
47330703 | AEP W.O. MON POWER | AGGREGATE | AEP | 40243253 | DUBLIN | 138 KV | T1 LOAD | LOAD
47330703 | AEP W.O. MON POWER | AGGREGATE | AEP | 40243255 | DUBLIN | 138 KV | T2 LOAD | LOAD
47330703 | AEP W.O. MON POWER | AGGREGATE | AEP | 40243257 | DUBLIN | 138 KV | T3 LOAD | LOAD
47330703 | AEP W.O. MON POWER | AGGREGATE | AEP | 1218905967 | DUNKIRK2 | 69 KV | T1 | LOAD
47330703 | AEP W.O. MON POWER | AGGREGATE | AEP | 32411135 | DUNLAP | 138 KV | T1 | LOAD
47330703 | AEP W.O. MON POWER | AGGREGATE | AEP | 32411137 | DUNLAP | 138 KV | T3 | LOAD
47330703 | AEP W.O. MON POWER | AGGREGATE | AEP | 2041958093 | DUPNTAEP | 69 KV | T1 | LOAD
47330703 | AEP W.O. MON POWER | AGGREGATE | AEP | 32411143 | DUPONTCS | 138 KV | T1 | LOAD
47330703 | AEP W.O. MON POWER | AGGREGATE | AEP | 32411145 | DUPONTCS | 138 KV | T2 | LOAD
47330703 | AEP W.O. MON POWER | AGGREGATE | AEP | 32411147 | DUPONTRD | 138 KV | T1 | LOAD
47330703 | AEP W.O. MON POWER | AGGREGATE | AEP | 2041958145 | EAGLESPR | 69 KV | T1 | LOAD
47330703 | AEP W.O. MON POWER | AGGREGATE | AEP | 32411151 | EASTTOWN | 138 KV | T1 | LOAD
47330703 | AEP W.O. MON POWER | AGGREGATE | AEP | 2156110152 | EBASHAN | 69 KV | COOLVILL | LOAD
47330703 | AEP W.O. MON POWER | AGGREGATE | AEP | 32411155 | EBEAVER | 138 KV | T1 | LOAD
47330703 | AEP W.O. MON POWER | AGGREGATE | AEP | 1268563031 | EBERSOLE | 138 KV | XF1 | LOAD
47330703 | AEP W.O. MON POWER | AGGREGATE | AEP | 2156110175 | EBERSOLE | 138 KV | XF3 | LOAD
47330703 | AEP W.O. MON POWER | AGGREGATE | AEP | 32411157 | EBROAD | 138 KV | T1 | LOAD
47330703 | AEP W.O. MON POWER | AGGREGATE | AEP | 32411159 | EBROAD | 138 KV | T2 | LOAD
47330703 | AEP W.O. MON POWER | AGGREGATE | AEP | 1318134956 | EBROAD | 138 KV | T3 | LOAD
47330703 | AEP W.O. MON POWER | AGGREGATE | AEP | 2156109011 | ECADIZSW | 69 KV | CADIZ | LOAD
47330703 | AEP W.O. MON POWER | AGGREGATE | AEP | 1207066055 | ECAMBRID | 69 KV | LOAD1 | LOAD
47330703 | AEP W.O. MON POWER | AGGREGATE | AEP | 2156112930 | ECANTON | 69 KV | T1 | LOAD
47330703 | AEP W.O. MON POWER | AGGREGATE | AEP | 2156110812 | EDANVILL | 69 KV | T3 | LOAD
47330703 | AEP W.O. MON POWER | AGGREGATE | AEP | 1666104496 | EDELPHOS | 69 KV | T1 | LOAD
47330703 | AEP W.O. MON POWER | AGGREGATE | AEP | 32411163 | EDENSRID | 138 KV | T1 | LOAD
47330703 | AEP W.O. MON POWER | AGGREGATE | AEP | 32411165 | EDGEMONT | 138 KV | T1 | LOAD
47330703 | AEP W.O. MON POWER | AGGREGATE | AEP | 1666103458 | EDLOWE | 138 KV | T1 | LOAD
47330703 | AEP W.O. MON POWER | AGGREGATE | AEP | 1666103459 | EDLOWE | 138 KV | T2 | LOAD
47330703 | AEP W.O. MON POWER | AGGREGATE | AEP | 1207066049 | EDOVER | 69 KV | LOAD2 | LOAD
47330703 | AEP W.O. MON POWER | AGGREGATE | AEP | 2156108956 | EDOVER | 69 KV | T3 | LOAD
47330703 | AEP W.O. MON POWER | AGGREGATE | AEP | 2156110474 | EDOVER | 69 KV | ZOARVILE | LOAD
47330703 | AEP W.O. MON POWER | AGGREGATE | AEP | 1218905955 | EEFOSTOR | 69 KV | LOAD1 | LOAD
47330703 | AEP W.O. MON POWER | AGGREGATE | AEP | 1218905954 | EEFOSTOR | 69 KV | UNIONCAR | LOAD
47330703 | AEP W.O. MON POWER | AGGREGATE | AEP | 2156111772 | EFREMONT | 69 KV | TR1 | LOAD
47330703 | AEP W.O. MON POWER | AGGREGATE | AEP | 2156111808 | EFREMONT | 69 KV | TR2 | LOAD
47330703 | AEP W.O. MON POWER | AGGREGATE | AEP | 32411167 | EGE | 138 KV | T1 | LOAD
47330703 | AEP W.O. MON POWER | AGGREGATE | AEP | 32411169 | EHUNTING | 138 KV | T1 | LOAD
47330703 | AEP W.O. MON POWER | AGGREGATE | AEP | 32411171 | EHUNTING | 138 KV | T3 | LOAD
47330703 | AEP W.O. MON POWER | AGGREGATE | AEP | 32411173 | EHUNTING | 138 KV | T4 | LOAD
47330703 | AEP W.O. MON POWER | AGGREGATE | AEP | 2156109314 | EHUNTING | 138 KV | T5 | LOAD
47330703 | AEP W.O. MON POWER | AGGREGATE | AEP | 32411175 | ELCONA | 138 KV | T1 | LOAD
47330703 | AEP W.O. MON POWER | AGGREGATE | AEP | 32413137 | ELECTRD | 69 KV | A | LOAD
47330703 | AEP W.O. MON POWER | AGGREGATE | AEP | 1075446304 | ELEIPSIC | 138 KV | TR1-ELE | LOAD
47330703 | AEP W.O. MON POWER | AGGREGATE | AEP | 1075446302 | ELEIPSIC | 138 KV | TR1-PRO | LOAD
47330703 | AEP W.O. MON POWER | AGGREGATE | AEP | 1075446303 | ELEIPSIC | 138 KV | TR2-PRO | LOAD
47330703 | AEP W.O. MON POWER | AGGREGATE | AEP | 1666103773 | ELEIPSIC | 69 KV | T4 | LOAD
47330703 | AEP W.O. MON POWER | AGGREGATE | AEP | 1666104483 | ELIDARD | 69 KV | ELIDA | LOAD
47330703 | AEP W.O. MON POWER | AGGREGATE | AEP | 32411181 | ELIVE2ND | 69 KV | T1 | LOAD
47330703 | AEP W.O. MON POWER | AGGREGATE | AEP | 32411183 | ELIVE2ND | 69 KV | T2 | LOAD
47330703 | AEP W.O. MON POWER | AGGREGATE | AEP | 32411185 | ELIVEREE | 69 KV | T1 | LOAD
47330703 | AEP W.O. MON POWER | AGGREGATE | AEP | 1248984094 | ELK | 138 KV | T1 | LOAD
47330703 | AEP W.O. MON POWER | AGGREGATE | AEP | 1248984093 | ELK | 138 KV | T2 | LOAD
47330703 | AEP W.O. MON POWER | AGGREGATE | AEP | 32411187 | ELKGARD2 | 138 KV | T1 | LOAD
47330703 | AEP W.O. MON POWER | AGGREGATE | AEP | 2156110813 | ELKGARD2 | 138 KV | T2 | LOAD
47330703 | AEP W.O. MON POWER | AGGREGATE | AEP | 32411189 | ELKGARD2 | 138 KV | T3 | LOAD
47330703 | AEP W.O. MON POWER | AGGREGATE | AEP | 2156110455 | ELKHYDRO | 34 KV | NW1 | LOAD
47330703 | AEP W.O. MON POWER | AGGREGATE | AEP | 2156110453 | ELKHYDRO | 34 KV | NW2 | LOAD
47330703 | AEP W.O. MON POWER | AGGREGATE | AEP | 32411191 | ELKHYDRO | 34 KV | T3 | LOAD
47330703 | AEP W.O. MON POWER | AGGREGATE | AEP | 1123170674 | ELLIOTT | 138 KV | LOAD | LOAD
47330703 | AEP W.O. MON POWER | AGGREGATE | AEP | 2156110832 | ELLIOTT | 138 KV | T2 | LOAD
47330703 | AEP W.O. MON POWER | AGGREGATE | AEP | 1123170676 | ELLISONR | 138 KV | COVENTRY | LOAD
47330703 | AEP W.O. MON POWER | AGGREGATE | AEP | 1348254046 | ELLISONR | 138 KV | T1 | LOAD
47330703 | AEP W.O. MON POWER | AGGREGATE | AEP | 32411201 | ELMOSS | 69 KV | FAYETEVI | LOAD
47330703 | AEP W.O. MON POWER | AGGREGATE | AEP | 1218904757 | ELYNCHBU | 34.5 KV | PEAKSVW | LOAD
47330703 | AEP W.O. MON POWER | AGGREGATE | AEP | 32411207 | ELYNN | 138 KV | T1T2 | LOAD
47330703 | AEP W.O. MON POWER | AGGREGATE | AEP | 1084382851 | EMERALD1 | 138 KV | LOAD | LOAD
47330703 | AEP W.O. MON POWER | AGGREGATE | AEP | 2156108986 | ENEWCMSW | 69 KV | NEWCOMER | LOAD
47330703 | AEP W.O. MON POWER | AGGREGATE | AEP | 32411211 | ENEWCONC | 138 KV | T1 | LOAD
47330703 | AEP W.O. MON POWER | AGGREGATE | AEP | 1666104464 | EOTTAWA | 69 KV | T1 | LOAD
47330703 | AEP W.O. MON POWER | AGGREGATE | AEP | 32411215 | EPOINT | 138 KV | T1 | LOAD
47330703 | AEP W.O. MON POWER | AGGREGATE | AEP | 32411217 | EPRESTON | 46 KV | T1 | LOAD
47330703 | AEP W.O. MON POWER | AGGREGATE | AEP | 32411219 | EPROCTOR | 138 KV | T1 | LOAD
47330703 | AEP W.O. MON POWER | AGGREGATE | AEP | 32411221 | ERIVERMO | 138 KV | T1 | LOAD
47330703 | AEP W.O. MON POWER | AGGREGATE | AEP | 32411223 | ESIDEIM | 138 KV | T1 | LOAD
47330703 | AEP W.O. MON POWER | AGGREGATE | AEP | 32411225 | ESIDEIM | 138 KV | T2 | LOAD
47330703 | AEP W.O. MON POWER | AGGREGATE | AEP | 32411227 | ESIDELIM | 138 KV | T1 | LOAD
47330703 | AEP W.O. MON POWER | AGGREGATE | AEP | 2156109003 | ESIDESW | 69 KV | STCLAIRS | LOAD
47330703 | AEP W.O. MON POWER | AGGREGATE | AEP | 2156112946 | ESPARTA | 69 KV | T3 | LOAD
47330703 | AEP W.O. MON POWER | AGGREGATE | AEP | 2156111856 | ESUGARSW | 69 KV | AUBURN | LOAD
47330703 | AEP W.O. MON POWER | AGGREGATE | AEP | 1356153529 | ETIFFIN | 69 KV | COOP | LOAD
47330703 | AEP W.O. MON POWER | AGGREGATE | AEP | 1356153530 | ETIFFIN | 69 KV | T1 | LOAD
47330703 | AEP W.O. MON POWER | AGGREGATE | AEP | 1218905935 | EWATERVT | 138 KV | LOADT1 | LOAD
47330703 | AEP W.O. MON POWER | AGGREGATE | AEP | 32416459 | EWHITLEY | 34 KV | LOAD1 | LOAD
47330703 | AEP W.O. MON POWER | AGGREGATE | AEP | 32416461 | EWHITLEY | 34 KV | LOAD2 | LOAD
47330703 | AEP W.O. MON POWER | AGGREGATE | AEP | 32416463 | EWHITLEY | 34 KV | LOAD3 | LOAD
47330703 | AEP W.O. MON POWER | AGGREGATE | AEP | 2156110176 | EWILLARD | 69 KV | T1 | LOAD
47330703 | AEP W.O. MON POWER | AGGREGATE | AEP | 32411233 | EWOOSTER | 138 KV | T1 | LOAD
47330703 | AEP W.O. MON POWER | AGGREGATE | AEP | 1207064932 | EWOOSTER | 69 KV | LOAD1 | LOAD
47330703 | AEP W.O. MON POWER | AGGREGATE | AEP | 2156111869 | EXPRESSW | 69 KV | T1 | LOAD
47330703 | AEP W.O. MON POWER | AGGREGATE | AEP | 2156111797 | EXPRESSW | 69 KV | T2 | LOAD
47330703 | AEP W.O. MON POWER | AGGREGATE | AEP | 32411241 | FAIRCRES | 138 KV | T1 | LOAD
47330703 | AEP W.O. MON POWER | AGGREGATE | AEP | 2156109327 | FAIRDALE | 69 KV | T1 | LOAD
47330703 | AEP W.O. MON POWER | AGGREGATE | AEP | 32411243 | FALCON | 69 KV | T2 | LOAD
47330703 | AEP W.O. MON POWER | AGGREGATE | AEP | 2041958098 | FALLCREK | 69 KV | WHITTTAP | LOAD
47330703 | AEP W.O. MON POWER | AGGREGATE | AEP | 32411245 | FALLINGB | 138 KV | T1 | LOAD
47330703 | AEP W.O. MON POWER | AGGREGATE | AEP | 1439644386 | FARDAY | 138 KV | T1 | LOAD
47330703 | AEP W.O. MON POWER | AGGREGATE | AEP | 1775813088 | FARMLAND | 69 KV | T1 | LOAD
47330703 | AEP W.O. MON POWER | AGGREGATE | AEP | 32411247 | FAYETTE | 138 KV | T1 | LOAD
47330703 | AEP W.O. MON POWER | AGGREGATE | AEP | 1775813103 | FERGUSN | 69 KV | T1 | LOAD
47330703 | AEP W.O. MON POWER | AGGREGATE | AEP | 32411259 | FIELDALE | 34 KV | CAD | LOAD
47330703 | AEP W.O. MON POWER | AGGREGATE | AEP | 32411261 | FIELDALE | 34 KV | CAE | LOAD
47330703 | AEP W.O. MON POWER | AGGREGATE | AEP | 2156109556 | FIELDCRE | 138 KV | BOONE | LOAD
47330703 | AEP W.O. MON POWER | AGGREGATE | AEP | 32411265 | FIFTHAVE | 138 KV | T1 | LOAD
47330703 | AEP W.O. MON POWER | AGGREGATE | AEP | 32411267 | FINDLAYC | 138 KV | T1 | LOAD
47330703 | AEP W.O. MON POWER | AGGREGATE | AEP | 32411273 | FISHERBO | 138 KV | T1 | LOAD
47330703 | AEP W.O. MON POWER | AGGREGATE | AEP | 32411275 | FISHERBO | 138 KV | T2 | LOAD
47330703 | AEP W.O. MON POWER | AGGREGATE | AEP | 1369001956 | FLAGCITY | 138 KV | T1 | LOAD
47330703 | AEP W.O. MON POWER | AGGREGATE | AEP | 32411277 | FLATWOOD | 138 KV | T1 | LOAD
47330703 | AEP W.O. MON POWER | AGGREGATE | AEP | 32411279 | FLATWOOD | 138 KV | T2 | LOAD
47330703 | AEP W.O. MON POWER | AGGREGATE | AEP | 112586001 | FLEMING | 69 KV | NEON | LOAD
47330703 | AEP W.O. MON POWER | AGGREGATE | AEP | 32411285 | FLORENC2 | 12 KV | T1 | LOAD
47330703 | AEP W.O. MON POWER | AGGREGATE | AEP | 32411287 | FLOWRFLD | 138 KV | T1 | LOAD
47330703 | AEP W.O. MON POWER | AGGREGATE | AEP | 32411289 | FLOYD | 138 KV | T1 | LOAD
47330703 | AEP W.O. MON POWER | AGGREGATE | AEP | 67719559 | FLOYD | 138 KV | T-4 | LOAD
47330703 | AEP W.O. MON POWER | AGGREGATE | AEP | 2041956735 | FLOYD | 34.5 KV | T2 | LOAD
47330703 | AEP W.O. MON POWER | AGGREGATE | AEP | 1666103445 | FOGWELL | 138 KV | GM1 | LOAD
47330703 | AEP W.O. MON POWER | AGGREGATE | AEP | 1666103447 | FOGWELL | 138 KV | GM2 | LOAD
47330703 | AEP W.O. MON POWER | AGGREGATE | AEP | 1666103448 | FOGWELL | 138 KV | GM3 | LOAD
47330703 | AEP W.O. MON POWER | AGGREGATE | AEP | 32411293 | FORD | 138 KV | T1 | LOAD
47330703 | AEP W.O. MON POWER | AGGREGATE | AEP | 32411295 | FORD | 138 KV | T2 | LOAD
47330703 | AEP W.O. MON POWER | AGGREGATE | AEP | 32411301 | FOREST2 | 138 KV | T1 | LOAD
47330703 | AEP W.O. MON POWER | AGGREGATE | AEP | 61482241 | FOREST2 | 138 KV | T2 | LOAD
47330703 | AEP W.O. MON POWER | AGGREGATE | AEP | 1218905958 | FOREST3 | 69 KV | SUPPERSA | LOAD
47330703 | AEP W.O. MON POWER | AGGREGATE | AEP | 1218905959 | FOREST3 | 69 KV | T2 | LOAD
47330703 | AEP W.O. MON POWER | AGGREGATE | AEP | 1268561809 | FORTROBI | 34.5 KV | MUDFIELD | LOAD
47330703 | AEP W.O. MON POWER | AGGREGATE | AEP | 32411311 | FRANKLI2 | 138 KV | T3 | LOAD
47330703 | AEP W.O. MON POWER | AGGREGATE | AEP | 32411313 | FRANKLI2 | 138 KV | T5 | LOAD
47330703 | AEP W.O. MON POWER | AGGREGATE | AEP | 1305122045 | FREEBYRD | 138 KV | XF1 | LOAD
47330703 | AEP W.O. MON POWER | AGGREGATE | AEP | 1305122048 | FREEBYRD | 138 KV | XF2 | LOAD
47330703 | AEP W.O. MON POWER | AGGREGATE | AEP | 1305122047 | FREEBYRD | 138 KV | XF3 | LOAD
47330703 | AEP W.O. MON POWER | AGGREGATE | AEP | 1305122046 | FREEBYRD | 138 KV | XF4 | LOAD
47330703 | AEP W.O. MON POWER | AGGREGATE | AEP | 1356152996 | FREMNT | 69 KV | LD2 | LOAD
47330703 | AEP W.O. MON POWER | AGGREGATE | AEP | 32411325 | FREMONT | 138 KV | T3 | LOAD
47330703 | AEP W.O. MON POWER | AGGREGATE | AEP | 1218904815 | FREMONTC | 69 KV | T2 | LOAD
47330703 | AEP W.O. MON POWER | AGGREGATE | AEP | 32411329 | FRIES | 69 KV | INDEPEND | LOAD
47330703 | AEP W.O. MON POWER | AGGREGATE | AEP | 32411331 | FRIES | 69 KV | T1AT1B | LOAD
47330703 | AEP W.O. MON POWER | AGGREGATE | AEP | 2156110827 | FROSTY | 69 KV | T1 | LOAD
47330703 | AEP W.O. MON POWER | AGGREGATE | AEP | 38367845 | FTHENRY | 138 KV | XT1 | LOAD
47330703 | AEP W.O. MON POWER | AGGREGATE | AEP | 1666104474 | FTJNINGS | 69 KV | JENNINGS | LOAD
47330703 | AEP W.O. MON POWER | AGGREGATE | AEP | 32411333 | FULTON | 138 KV | T1 | LOAD
47330703 | AEP W.O. MON POWER | AGGREGATE | AEP | 1318135484 | FULTONOP | 69 KV | GARDEN | LOAD
47330703 | AEP W.O. MON POWER | AGGREGATE | AEP | 1318135485 | FULTONOP | 69 KV | T1 | LOAD
47330703 | AEP W.O. MON POWER | AGGREGATE | AEP | 2156110460 | FUSON | 138 KV | T1 | LOAD
47330703 | AEP W.O. MON POWER | AGGREGATE | AEP | 2156110461 | FUSON | 138 KV | T2 | LOAD
47330703 | AEP W.O. MON POWER | AGGREGATE | AEP | 2156109322 | GABLESW | 138 KV | T1 | LOAD
47330703 | AEP W.O. MON POWER | AGGREGATE | AEP | 32411339 | GAHANNA | 138 KV | T3 | LOAD
47330703 | AEP W.O. MON POWER | AGGREGATE | AEP | 32411341 | GAHANNA | 138 KV | T4 | LOAD
47330703 | AEP W.O. MON POWER | AGGREGATE | AEP | 32411343 | GALAX | 69 KV | T1 | LOAD
47330703 | AEP W.O. MON POWER | AGGREGATE | AEP | 2156112331 | GALAX | 69 KV | T2 | LOAD
47330703 | AEP W.O. MON POWER | AGGREGATE | AEP | 1218904830 | GARDENCR | 69 KV | LOAD | LOAD
47330703 | AEP W.O. MON POWER | AGGREGATE | AEP | 32411349 | GARETT | 46 KV | T1 | LOAD
47330703 | AEP W.O. MON POWER | AGGREGATE | AEP | 47012203 | GARRETTN | 138 KV | T1 | LOAD
47330703 | AEP W.O. MON POWER | AGGREGATE | AEP | 1388602469 | GARY | 138 KV | T1 | LOAD
47330703 | AEP W.O. MON POWER | AGGREGATE | AEP | 32411351 | GASTON | 138 KV | T1 | LOAD
47330703 | AEP W.O. MON POWER | AGGREGATE | AEP | 2156110157 | GASTON | 138 KV | T2 | LOAD
47330703 | AEP W.O. MON POWER | AGGREGATE | AEP | 1183223783 | GATEWAY | 69 KV | LOAD | LOAD
47330703 | AEP W.O. MON POWER | AGGREGATE | AEP | 2156112350 | GATEWAY | 69 KV | WHITLEY | LOAD
47330703 | AEP W.O. MON POWER | AGGREGATE | AEP | 32411353 | GAULEYMT | 69 KV | T1 | LOAD
47330703 | AEP W.O. MON POWER | AGGREGATE | AEP | 32411355 | GAVINAEP | 138 KV | DWAS | LOAD
47330703 | AEP W.O. MON POWER | AGGREGATE | AEP | 32411357 | GAVINAEP | 138 KV | IAAS | LOAD
47330703 | AEP W.O. MON POWER | AGGREGATE | AEP | 1107281270 | GAVINAEP | 69 KV | AUX | LOAD
47330703 | AEP W.O. MON POWER | AGGREGATE | AEP | 1666103825 | GAVINAEP | 69 KV | B | LOAD
47330703 | AEP W.O. MON POWER | AGGREGATE | AEP | 32411367 | GAY | 138 KV | T1 | LOAD
47330703 | AEP W.O. MON POWER | AGGREGATE | AEP | 32411369 | GAY | 138 KV | T2 | LOAD
47330703 | AEP W.O. MON POWER | AGGREGATE | AEP | 2156110172 | GEMINI | 138 KV | LOAD1 | LOAD
47330703 | AEP W.O. MON POWER | AGGREGATE | AEP | 2156110171 | GEMINI | 138 KV | LOAD2 | LOAD
47330703 | AEP W.O. MON POWER | AGGREGATE | AEP | 32411373 | GENOA | 138 KV | T1 | LOAD
47330703 | AEP W.O. MON POWER | AGGREGATE | AEP | 32411375 | GENOA | 138 KV | T2 | LOAD
47330703 | AEP W.O. MON POWER | AGGREGATE | AEP | 32411377 | GENOA | 138 KV | T4 | LOAD
47330703 | AEP W.O. MON POWER | AGGREGATE | AEP | 48933989 | GENOA | 138 KV | T5 | LOAD
47330703 | AEP W.O. MON POWER | AGGREGATE | AEP | 1369000716 | GEORGEST | 138 KV | T1 | LOAD
47330703 | AEP W.O. MON POWER | AGGREGATE | AEP | 93353439 | GEORGEWA | 69 KV | LD1 | LOAD
47330703 | AEP W.O. MON POWER | AGGREGATE | AEP | 32411381 | GERMAN | 138 KV | T1 | LOAD
47330703 | AEP W.O. MON POWER | AGGREGATE | AEP | 32411383 | GERMAN | 138 KV | T2 | LOAD
47330703 | AEP W.O. MON POWER | AGGREGATE | AEP | 32411387 | GINATCRE | 69 KV | PLYHGTS | LOAD
47330703 | AEP W.O. MON POWER | AGGREGATE | AEP | 2156112836 | GLADEAEP | 69 KV | T2 | LOAD
47330703 | AEP W.O. MON POWER | AGGREGATE | AEP | 2156112429 | GLANDORF | 69 KV | T1 | LOAD
47330703 | AEP W.O. MON POWER | AGGREGATE | AEP | 32411389 | GLENLYN | 138 KV | T2 | LOAD
47330703 | AEP W.O. MON POWER | AGGREGATE | AEP | 32411391 | GLENLYN | 138 KV | T9 | LOAD
47330703 | AEP W.O. MON POWER | AGGREGATE | AEP | 2156111893 | GLENMARY | 138 KV | T1 | LOAD
47330703 | AEP W.O. MON POWER | AGGREGATE | AEP | 32411393 | GLENMOOR | 69 KV | T1 | LOAD
47330703 | AEP W.O. MON POWER | AGGREGATE | AEP | 1318135483 | GLENNRUN | 69 KV | LOAD | LOAD
47330703 | AEP W.O. MON POWER | AGGREGATE | AEP | 32411395 | GMBETHEL | 138 KV | T1 | LOAD
47330703 | AEP W.O. MON POWER | AGGREGATE | AEP | 32411397 | GMCHANDL | 138 KV | T1 | LOAD
47330703 | AEP W.O. MON POWER | AGGREGATE | AEP | 32411403 | GOMINGO | 138 KV | T1 | LOAD
47330703 | AEP W.O. MON POWER | AGGREGATE | AEP | 1084382956 | GOODHOPE | 138 KV | T1 | LOAD
47330703 | AEP W.O. MON POWER | AGGREGATE | AEP | 2041958144 | GOODYEAR | 69 KV | T1 | LOAD
47330703 | AEP W.O. MON POWER | AGGREGATE | AEP | 2041958124 | GOODYEAR | 69 KV | T2 | LOAD
47330703 | AEP W.O. MON POWER | AGGREGATE | AEP | 2041958126 | GOODYEAR | 69 KV | T3 | LOAD
47330703 | AEP W.O. MON POWER | AGGREGATE | AEP | 2041958120 | GOODYEAR | 69 KV | T4 | LOAD
47330703 | AEP W.O. MON POWER | AGGREGATE | AEP | 2041958129 | GOODYEAR | 69 KV | T5 | LOAD
47330703 | AEP W.O. MON POWER | AGGREGATE | AEP | 2041958138 | GOODYEAR | 69 KV | T6 | LOAD
47330703 | AEP W.O. MON POWER | AGGREGATE | AEP | 1107281296 | GOSNEYHI | 138 KV | CAIMAN | LOAD
47330703 | AEP W.O. MON POWER | AGGREGATE | AEP | 32411409 | GRABILL | 138 KV | T1 | LOAD
47330703 | AEP W.O. MON POWER | AGGREGATE | AEP | 32411413 | GRANGER | 138 KV | T1 | LOAD
47330703 | AEP W.O. MON POWER | AGGREGATE | AEP | 61482243 | GRANGER | 138 KV | T2 | LOAD
47330703 | AEP W.O. MON POWER | AGGREGATE | AEP | 32411415 | GRANT | 138 KV | T1 | LOAD
47330703 | AEP W.O. MON POWER | AGGREGATE | AEP | 32411417 | GRANT | 138 KV | T2 | LOAD
47330703 | AEP W.O. MON POWER | AGGREGATE | AEP | 32411419 | GRANTBRA | 138 KV | T1T2 | LOAD
47330703 | AEP W.O. MON POWER | AGGREGATE | AEP | 32411421 | GRASSYCR | 138 KV | T1T2T3 | LOAD
47330703 | AEP W.O. MON POWER | AGGREGATE | AEP | 32411423 | GRASSYFO | 138 KV | T1 | LOAD
47330703 | AEP W.O. MON POWER | AGGREGATE | AEP | 32411425 | GRAVESMI | 138 KV | T1 | LOAD
47330703 | AEP W.O. MON POWER | AGGREGATE | AEP | 32411427 | GRAVESMI | 138 KV | T2 | LOAD
47330703 | AEP W.O. MON POWER | AGGREGATE | AEP | 1775813108 | GRAVLPIT | 138 KV | T2 | LOAD
47330703 | AEP W.O. MON POWER | AGGREGATE | AEP | 32411429 | GRAYSBRA | 69 KV | T1 | LOAD
47330703 | AEP W.O. MON POWER | AGGREGATE | AEP | 1132288594 | GRAYSONJ | 69 KV | T1 | LOAD
47330703 | AEP W.O. MON POWER | AGGREGATE | AEP | 2156109318 | GREENB69 | 69 KV | T1 | LOAD
47330703 | AEP W.O. MON POWER | AGGREGATE | AEP | 45565847 | GREENBRI | 138 KV | T2 | LOAD
47330703 | AEP W.O. MON POWER | AGGREGATE | AEP | 1775813070 | GREENSW | 69 KV | BROIN | LOAD
47330703 | AEP W.O. MON POWER | AGGREGATE | AEP | 74008651 | GREIF | 138 KV | T1LOAD | LOAD
47330703 | AEP W.O. MON POWER | AGGREGATE | AEP | 74008653 | GREIF | 138 KV | T2LOAD | LOAD
47330703 | AEP W.O. MON POWER | AGGREGATE | AEP | 32411441 | GROVES | 138 KV | T3 | LOAD
47330703 | AEP W.O. MON POWER | AGGREGATE | AEP | 32411443 | GROVES | 138 KV | T4 | LOAD
47330703 | AEP W.O. MON POWER | AGGREGATE | AEP | 32411445 | GROVES | 138 KV | T7 | LOAD
47330703 | AEP W.O. MON POWER | AGGREGATE | AEP | 32411447 | GROVES | 138 KV | T8 | LOAD
47330703 | AEP W.O. MON POWER | AGGREGATE | AEP | 32411449 | GUARDIAN | 138 KV | T1 | LOAD
47330703 | AEP W.O. MON POWER | AGGREGATE | AEP | 32411451 | GUARDIAN | 138 KV | T2 | LOAD
47330703 | AEP W.O. MON POWER | AGGREGATE | AEP | 32411453 | HACIENDA | 138 KV | T1 | LOAD
47330703 | AEP W.O. MON POWER | AGGREGATE | AEP | 32411457 | HADDIX | 69 KV | T1 | LOAD
47330703 | AEP W.O. MON POWER | AGGREGATE | AEP | 1183223785 | HADLEY | 69 KV | LOAD_X1 | LOAD
47330703 | AEP W.O. MON POWER | AGGREGATE | AEP | 1183223786 | HADLEY | 69 KV | LOAD_X2 | LOAD
47330703 | AEP W.O. MON POWER | AGGREGATE | AEP | 2156113916 | HAGAR | 69 KV | T1 | LOAD
47330703 | AEP W.O. MON POWER | AGGREGATE | AEP | 32411461 | HALL | 138 KV | T1 | LOAD
47330703 | AEP W.O. MON POWER | AGGREGATE | AEP | 32411463 | HALL | 138 KV | T2 | LOAD
47330703 | AEP W.O. MON POWER | AGGREGATE | AEP | 98369923 | HALLSRID | 138 KV | T1 | LOAD
47330703 | AEP W.O. MON POWER | AGGREGATE | AEP | 32411467 | HAMMONDS | 69 KV | T2 | LOAD
47330703 | AEP W.O. MON POWER | AGGREGATE | AEP | 32411469 | HANCOCK | 34 KV | GE1 | LOAD
47330703 | AEP W.O. MON POWER | AGGREGATE | AEP | 32411471 | HANCOCK | 34 KV | GE2 | LOAD
47330703 | AEP W.O. MON POWER | AGGREGATE | AEP | 32411473 | HANCOCK | 34 KV | T3 | LOAD
47330703 | AEP W.O. MON POWER | AGGREGATE | AEP | 32411475 | HANCOCK | 34 KV | VAHOSPT1 | LOAD
47330703 | AEP W.O. MON POWER | AGGREGATE | AEP | 32411477 | HANCOCK | 34 KV | VAHOSPT2 | LOAD
47330703 | AEP W.O. MON POWER | AGGREGATE | AEP | 45565849 | HANCOCK | 69 KV | SALEM | LOAD
47330703 | AEP W.O. MON POWER | AGGREGATE | AEP | 2156110814 | HANCOCK | 69 KV | SALEM2 | LOAD
47330703 | AEP W.O. MON POWER | AGGREGATE | AEP | 2156111892 | HANNIBAL | 138 KV | NORTHSUB | LOAD
47330703 | AEP W.O. MON POWER | AGGREGATE | AEP | 38367847 | HANSONVL | 138 KV | XT1 | LOAD
47330703 | AEP W.O. MON POWER | AGGREGATE | AEP | 61482245 | HANTHORN | 138 KV | GOE | LOAD
47330703 | AEP W.O. MON POWER | AGGREGATE | AEP | 32411483 | HAPCREME | 138 KV | T1 | LOAD
47330703 | AEP W.O. MON POWER | AGGREGATE | AEP | 32411485 | HAPCREME | 138 KV | T2 | LOAD
47330703 | AEP W.O. MON POWER | AGGREGATE | AEP | 1666103453 | HARLN | 69 KV | T2 | LOAD
47330703 | AEP W.O. MON POWER | AGGREGATE | AEP | 1666103452 | HARLN | 69 KV | WOODBURN | LOAD
47330703 | AEP W.O. MON POWER | AGGREGATE | AEP | 1123170839 | HARMON | 138 KV | T1 | LOAD
47330703 | AEP W.O. MON POWER | AGGREGATE | AEP | 32411491 | HARPER | 138 KV | T1 | LOAD
47330703 | AEP W.O. MON POWER | AGGREGATE | AEP | 2156111842 | HARPPUMP | 69 KV | T1 | LOAD
47330703 | AEP W.O. MON POWER | AGGREGATE | AEP | 1388603657 | HARPSTER | 69 KV | T1 | LOAD
47330703 | AEP W.O. MON POWER | AGGREGATE | AEP | 32411493 | HARRISCS | 69 KV | PICWAY | LOAD
47330703 | AEP W.O. MON POWER | AGGREGATE | AEP | 2156110464 | HARRISIM | 69 KV | T2LOAD | LOAD
47330703 | AEP W.O. MON POWER | AGGREGATE | AEP | 2156110463 | HARRISIM | 69 KV | T3LOAD | LOAD
47330703 | AEP W.O. MON POWER | AGGREGATE | AEP | 2156108998 | HARRISVI | 69 KV | PLEASNTG | LOAD
47330703 | AEP W.O. MON POWER | AGGREGATE | AEP | 2156113949 | HARTFCTY | 69 KV | T2 | LOAD
47330703 | AEP W.O. MON POWER | AGGREGATE | AEP | 2156112524 | HARTFORD | 34.5 KV | DISTLOAD | LOAD
47330703 | AEP W.O. MON POWER | AGGREGATE | AEP | 1107281350 | HARTFORD | 69 KV | T2 | LOAD
47330703 | AEP W.O. MON POWER | AGGREGATE | AEP | 32411499 | HASHRIDG | 138 KV | T1 | LOAD
47330703 | AEP W.O. MON POWER | AGGREGATE | AEP | 32411501 | HATFIEL2 | 138 KV | T1 | LOAD
47330703 | AEP W.O. MON POWER | AGGREGATE | AEP | 32411503 | HAVERHSW | 69 KV | T1 | LOAD
47330703 | AEP W.O. MON POWER | AGGREGATE | AEP | 32411505 | HAVILAND | 138 KV | T2 | LOAD
47330703 | AEP W.O. MON POWER | AGGREGATE | AEP | 1338421079 | HAWTHOTP | 69 KV | HAWTHORN | LOAD
47330703 | AEP W.O. MON POWER | AGGREGATE | AEP | 93353441 | HAYSBRCH | 138 KV | KENTUCKY | LOAD
47330703 | AEP W.O. MON POWER | AGGREGATE | AEP | 1218905980 | HAYSI | 69 KV | ECKHORN | LOAD
47330703 | AEP W.O. MON POWER | AGGREGATE | AEP | 1218905981 | HAYSI | 69 KV | HAYSI | LOAD
47330703 | AEP W.O. MON POWER | AGGREGATE | AEP | 32411511 | HAYWARD | 69 KV | T1 | LOAD
47330703 | AEP W.O. MON POWER | AGGREGATE | AEP | 32411513 | HAZARD | 138 KV | T4 | LOAD
47330703 | AEP W.O. MON POWER | AGGREGATE | AEP | 32416395 | HAZELWO2 | 13 KV | LOAD | LOAD
47330703 | AEP W.O. MON POWER | AGGREGATE | AEP | 1305122035 | HAZLTNAP | 138 KV | BEECHWD | LOAD
47330703 | AEP W.O. MON POWER | AGGREGATE | AEP | 32411519 | HCOALMET | 69 KV | ASFI | LOAD
47330703 | AEP W.O. MON POWER | AGGREGATE | AEP | 32411521 | HEATH | 138 KV | T4 | LOAD
47330703 | AEP W.O. MON POWER | AGGREGATE | AEP | 2156110151 | HEMLOCK | 69 KV | T1 | LOAD
47330703 | AEP W.O. MON POWER | AGGREGATE | AEP | 1107281363 | HERNSHAW | 138 KV | RAVEN | LOAD
47330703 | AEP W.O. MON POWER | AGGREGATE | AEP | 32411525 | HESS | 138 KV | T1 | LOAD
47330703 | AEP W.O. MON POWER | AGGREGATE | AEP | 32411527 | HESS | 138 KV | T2 | LOAD
47330703 | AEP W.O. MON POWER | AGGREGATE | AEP | 32411529 | HESS | 138 KV | T3 | LOAD
47330703 | AEP W.O. MON POWER | AGGREGATE | AEP | 32411531 | HESS | 138 KV | T4 | LOAD
47330703 | AEP W.O. MON POWER | AGGREGATE | AEP | 1775813107 | HESSENCA | 69 KV | HESSEN | LOAD
47330703 | AEP W.O. MON POWER | AGGREGATE | AEP | 2155501907 | HICKORYC | 138 KV | T2 | LOAD
47330703 | AEP W.O. MON POWER | AGGREGATE | AEP | 2155501908 | HICKORYC | 138 KV | T7 | LOAD
47330703 | AEP W.O. MON POWER | AGGREGATE | AEP | 2156114937 | HICKORYC | 34 KV | T4 | LOAD
47330703 | AEP W.O. MON POWER | AGGREGATE | AEP | 2156114950 | HICKORYC | 34 KV | T8 | LOAD
47330703 | AEP W.O. MON POWER | AGGREGATE | AEP | 135388709 | HIGHLAEP | 34.5 KV | T2 | LOAD
47330703 | AEP W.O. MON POWER | AGGREGATE | AEP | 32411549 | HIGHLAN2 | 69 KV | T1 | LOAD
47330703 | AEP W.O. MON POWER | AGGREGATE | AEP | 1338421816 | HIGHLND2 | 69 KV | DUCKWALL | LOAD
47330703 | AEP W.O. MON POWER | AGGREGATE | AEP | 1338421815 | HIGHLND2 | 69 KV | T1 | LOAD
47330703 | AEP W.O. MON POWER | AGGREGATE | AEP | 1338421817 | HIGHLND2 | 69 KV | T2 | LOAD
47330703 | AEP W.O. MON POWER | AGGREGATE | AEP | 2156108979 | HIGHLTER | 69 KV | T1 | LOAD
47330703 | AEP W.O. MON POWER | AGGREGATE | AEP | 32411563 | HILL_AEP | 138 KV | T2 | LOAD
47330703 | AEP W.O. MON POWER | AGGREGATE | AEP | 2041956866 | HILL_AEP | 69 KV | SUN1 | LOAD
47330703 | AEP W.O. MON POWER | AGGREGATE | AEP | 2041956864 | HILL_AEP | 69 KV | SUN2 | LOAD
47330703 | AEP W.O. MON POWER | AGGREGATE | AEP | 32411551 | HILLCRES | 138 KV | T1 | LOAD
47330703 | AEP W.O. MON POWER | AGGREGATE | AEP | 32411553 | HILLCRES | 138 KV | T2 | LOAD
47330703 | AEP W.O. MON POWER | AGGREGATE | AEP | 1356152465 | HILLCRES | 69 KV | KINNERK | LOAD
47330703 | AEP W.O. MON POWER | AGGREGATE | AEP | 2156112370 | HILLMANH | 69 KV | DAMASCUS | LOAD
47330703 | AEP W.O. MON POWER | AGGREGATE | AEP | 2156112504 | HILLMANH | 69 KV | LOAD1 | LOAD
47330703 | AEP W.O. MON POWER | AGGREGATE | AEP | 2156112443 | HILLMANH | 69 KV | LOAD2 | LOAD
47330703 | AEP W.O. MON POWER | AGGREGATE | AEP | 32411559 | HILLVIEW | 138 KV | T1 | LOAD
47330703 | AEP W.O. MON POWER | AGGREGATE | AEP | 32411565 | HINTON | 138 KV | T1 | LOAD
47330703 | AEP W.O. MON POWER | AGGREGATE | AEP | 32411567 | HITCHINS | 69 KV | T1T2 | LOAD
47330703 | AEP W.O. MON POWER | AGGREGATE | AEP | 41935423 | HOCKING | 138 KV | T1 | LOAD
47330703 | AEP W.O. MON POWER | AGGREGATE | AEP | 2155501909 | HODGIN | 69 KV | T2 | LOAD
47330703 | AEP W.O. MON POWER | AGGREGATE | AEP | 32411575 | HOGAN | 138 KV | T2 | LOAD
47330703 | AEP W.O. MON POWER | AGGREGATE | AEP | 2156111790 | HOGAN | 138 KV | T3 | LOAD
47330703 | AEP W.O. MON POWER | AGGREGATE | AEP | 2156110837 | HOLMESSW | 69 KV | T1 | LOAD
47330703 | AEP W.O. MON POWER | AGGREGATE | AEP | 2156110838 | HOLMESSW | 69 KV | T2 | LOAD
47330703 | AEP W.O. MON POWER | AGGREGATE | AEP | 2156111778 | HOLRAN | 69 KV | T1 | LOAD
47330703 | AEP W.O. MON POWER | AGGREGATE | AEP | 2156111885 | HOLRAN | 69 KV | T2 | LOAD
47330703 | AEP W.O. MON POWER | AGGREGATE | AEP | 32411581 | HOLSTON | 138 KV | T6 | LOAD
47330703 | AEP W.O. MON POWER | AGGREGATE | AEP | 32411583 | HOLSTON | 138 KV | T7 | LOAD
47330703 | AEP W.O. MON POWER | AGGREGATE | AEP | 32411587 | HOODSCRE | 69 KV | T1 | LOAD
47330703 | AEP W.O. MON POWER | AGGREGATE | AEP | 2156109009 | HOPEDALE | 69 KV | T1 | LOAD
47330703 | AEP W.O. MON POWER | AGGREGATE | AEP | 32411589 | HOPKINS | 138 KV | T1 | LOAD
47330703 | AEP W.O. MON POWER | AGGREGATE | AEP | 32411591 | HOPKINS | 138 KV | T2 | LOAD
47330703 | AEP W.O. MON POWER | AGGREGATE | AEP | 32411593 | HOPKINS | 138 KV | T4 | LOAD
47330703 | AEP W.O. MON POWER | AGGREGATE | AEP | 1218905975 | HORNMTN | 69 KV | ISLDCOAL | LOAD
47330703 | AEP W.O. MON POWER | AGGREGATE | AEP | 1084383063 | HORSEPEN | 138 KV | LOAD | LOAD
47330703 | AEP W.O. MON POWER | AGGREGATE | AEP | 1666103441 | HOSPITAL | 69 KV | WOLVERIN | LOAD
47330703 | AEP W.O. MON POWER | AGGREGATE | AEP | 32411595 | HOW | 138 KV | T1 | LOAD
47330703 | AEP W.O. MON POWER | AGGREGATE | AEP | 1218904970 | HOWARD2 | 69 KV | T3 | LOAD
47330703 | AEP W.O. MON POWER | AGGREGATE | AEP | 2156110831 | HOWARDCO | 69 KV | T1 | LOAD
47330703 | AEP W.O. MON POWER | AGGREGATE | AEP | 2156110830 | HOWARDCO | 69 KV | T2 | LOAD
47330703 | AEP W.O. MON POWER | AGGREGATE | AEP | 32411599 | HUBBARDS | 138 KV | T1 | LOAD
47330703 | AEP W.O. MON POWER | AGGREGATE | AEP | 32411603 | HUFFMAN | 138 KV | T1 | LOAD
47330703 | AEP W.O. MON POWER | AGGREGATE | AEP | 32411605 | HUFFMAN | 138 KV | T2 | LOAD
47330703 | AEP W.O. MON POWER | AGGREGATE | AEP | 32411607 | HUMMELCR | 138 KV | T1 | LOAD
47330703 | AEP W.O. MON POWER | AGGREGATE | AEP | 32411609 | HUMMELCR | 138 KV | T2 | LOAD
47330703 | AEP W.O. MON POWER | AGGREGATE | AEP | 47012205 | HUNTEAEP | 138 KV | T1 | LOAD
47330703 | AEP W.O. MON POWER | AGGREGATE | AEP | 32411615 | HUNTINCT | 69 KV | T2 | LOAD
47330703 | AEP W.O. MON POWER | AGGREGATE | AEP | 1084383072 | HUNTINCT | 69 KV | XT4LOAD | LOAD
47330703 | AEP W.O. MON POWER | AGGREGATE | AEP | 32411623 | HUNTLEY2 | 138 KV | T3 | LOAD
47330703 | AEP W.O. MON POWER | AGGREGATE | AEP | 32411625 | HUNTLEY2 | 138 KV | T4 | LOAD
47330703 | AEP W.O. MON POWER | AGGREGATE | AEP | 32411627 | HUNTLEY2 | 138 KV | T5 | LOAD
47330703 | AEP W.O. MON POWER | AGGREGATE | AEP | 2156110164 | HUNTLEY2 | 138 KV | T7 | LOAD
47330703 | AEP W.O. MON POWER | AGGREGATE | AEP | 1775813096 | HUNTVILL | 69 KV | HUNTSVI | LOAD
47330703 | AEP W.O. MON POWER | AGGREGATE | AEP | 32411629 | HURRICAN | 69 KV | T1 | LOAD
47330703 | AEP W.O. MON POWER | AGGREGATE | AEP | 32411631 | HWBUCKHO | 138 KV | T1 | LOAD
47330703 | AEP W.O. MON POWER | AGGREGATE | AEP | 67719563 | HYATTCS | 138 KV | T2 LOAD | LOAD
47330703 | AEP W.O. MON POWER | AGGREGATE | AEP | 32411637 | HYDRAMAT | 138 KV | T1 | LOAD
47330703 | AEP W.O. MON POWER | AGGREGATE | AEP | 32411639 | HYDRAMAT | 138 KV | T2 | LOAD
47330703 | AEP W.O. MON POWER | AGGREGATE | AEP | 51519913 | ILLINOIS | 138 KV | T2 | LOAD
47330703 | AEP W.O. MON POWER | AGGREGATE | AEP | 32411643 | INDALEX | 138 KV | T1 | LOAD
47330703 | AEP W.O. MON POWER | AGGREGATE | AEP | 32411647 | INDEX | 69 KV | T1 | LOAD
47330703 | AEP W.O. MON POWER | AGGREGATE | AEP | 32411651 | INDIANSP | 138 KV | T1 | LOAD
47330703 | AEP W.O. MON POWER | AGGREGATE | AEP | 2156109315 | INDIANSP | 138 KV | T2 | LOAD
47330703 | AEP W.O. MON POWER | AGGREGATE | AEP | 1183223787 | INDUSPK2 | 69 KV | ROSS | LOAD
47330703 | AEP W.O. MON POWER | AGGREGATE | AEP | 32411653 | INDUSTRI | 138 KV | T3 | LOAD
47330703 | AEP W.O. MON POWER | AGGREGATE | AEP | 32411655 | INDUSTRI | 34 KV | BASS | LOAD
47330703 | AEP W.O. MON POWER | AGGREGATE | AEP | 32411657 | INDUSTRI | 34 KV | GLENBROO | LOAD
47330703 | AEP W.O. MON POWER | AGGREGATE | AEP | 32411659 | INDUSTRI | 34 KV | T2 | LOAD
47330703 | AEP W.O. MON POWER | AGGREGATE | AEP | 32411663 | INDUSTRY | 138 KV | T1 | LOAD
47330703 | AEP W.O. MON POWER | AGGREGATE | AEP | 32411665 | INDUSTRY | 138 KV | T2 | LOAD
47330703 | AEP W.O. MON POWER | AGGREGATE | AEP | 32411677 | INGLESST | 138 KV | T2 | LOAD
47330703 | AEP W.O. MON POWER | AGGREGATE | AEP | 32411679 | INTEK | 138 KV | T1T2 | LOAD
47330703 | AEP W.O. MON POWER | AGGREGATE | AEP | 32411681 | INTEK | 138 KV | T3T4 | LOAD
47330703 | AEP W.O. MON POWER | AGGREGATE | AEP | 32411683 | IRELANDR | 138 KV | T1 | LOAD
47330703 | AEP W.O. MON POWER | AGGREGATE | AEP | 1666104498 | IRONMAN | 69 KV | JACKSON | LOAD
47330703 | AEP W.O. MON POWER | AGGREGATE | AEP | 2156109558 | IRONTO | 138 KV | T1 | LOAD
47330703 | AEP W.O. MON POWER | AGGREGATE | AEP | 2156109570 | ISABELLA | 138 KV | T1 | LOAD
47330703 | AEP W.O. MON POWER | AGGREGATE | AEP | 48933991 | ITALIANV | 138 KV | XFM1 | LOAD
47330703 | AEP W.O. MON POWER | AGGREGATE | AEP | 48933993 | ITALIANV | 138 KV | XFM2 | LOAD
47330703 | AEP W.O. MON POWER | AGGREGATE | AEP | 32411685 | ITMANN | 138 KV | T1 | LOAD
47330703 | AEP W.O. MON POWER | AGGREGATE | AEP | 1379256827 | IUPURDUE | 138 KV | TR1 | LOAD
47330703 | AEP W.O. MON POWER | AGGREGATE | AEP | 1379256826 | IUPURDUE | 138 KV | TR2 | LOAD
47330703 | AEP W.O. MON POWER | AGGREGATE | AEP | 32411691 | IVYHILL | 138 KV | T1 | LOAD
47330703 | AEP W.O. MON POWER | AGGREGATE | AEP | 32411695 | JACKSON | 69 KV | T1 | LOAD
47330703 | AEP W.O. MON POWER | AGGREGATE | AEP | 32411697 | JACKSON | 69 KV | T2 | LOAD
47330703 | AEP W.O. MON POWER | AGGREGATE | AEP | 32411701 | JACKSONR | 138 KV | T2 | LOAD
47330703 | AEP W.O. MON POWER | AGGREGATE | AEP | 32411703 | JACKSONR | 138 KV | T4 | LOAD
47330703 | AEP W.O. MON POWER | AGGREGATE | AEP | 2156110840 | JACOBSBU | 69 KV | PIPECREK | LOAD
47330703 | AEP W.O. MON POWER | AGGREGATE | AEP | 2156113032 | JAY | 138 KV | T5 | LOAD
47330703 | AEP W.O. MON POWER | AGGREGATE | AEP | 1439645856 | JEFERSON | 69 KV | JEFF | LOAD
47330703 | AEP W.O. MON POWER | AGGREGATE | AEP | 112586003 | JEFFAEP | 69 KV | VIPER | LOAD
47330703 | AEP W.O. MON POWER | AGGREGATE | AEP | 1775813068 | JEFFTAP | 69 KV | JEFF | LOAD
47330703 | AEP W.O. MON POWER | AGGREGATE | AEP | 61482247 | JEHUBRAN | 138 KV | E | LOAD
47330703 | AEP W.O. MON POWER | AGGREGATE | AEP | 2156113091 | JENKINSS | 69 KV | T1 | LOAD
47330703 | AEP W.O. MON POWER | AGGREGATE | AEP | 1218905982 | JEWELRDG | 69 KV | JEWELRDG | LOAD
47330703 | AEP W.O. MON POWER | AGGREGATE | AEP | 1218905983 | JEWELRDG | 69 KV | REDOAK | LOAD
47330703 | AEP W.O. MON POWER | AGGREGATE | AEP | 32411709 | JIMBRANC | 138 KV | T1 | LOAD
47330703 | AEP W.O. MON POWER | AGGREGATE | AEP | 41935425 | JNCTCITY | 138 KV | T1 | LOAD
47330703 | AEP W.O. MON POWER | AGGREGATE | AEP | 2156109909 | JOHNSCRE | 138 KV | T3 | LOAD
47330703 | AEP W.O. MON POWER | AGGREGATE | AEP | 2156109910 | JOHNSCRE | 138 KV | T4 | LOAD
47330703 | AEP W.O. MON POWER | AGGREGATE | AEP | 32411713 | JOHNSONM | 138 KV | T1 | LOAD
47330703 | AEP W.O. MON POWER | AGGREGATE | AEP | 112586005 | JONESCRE | 138 KV | T1 | LOAD
47330703 | AEP W.O. MON POWER | AGGREGATE | AEP | 83734341 | JUGSTRET | 138 KV | LD-XF1 | LOAD
47330703 | AEP W.O. MON POWER | AGGREGATE | AEP | 1305121627 | JUGSTRET | 138 KV | SMITHMIL | LOAD
47330703 | AEP W.O. MON POWER | AGGREGATE | AEP | 1388603246 | JUGSTRET | 138 KV | T10 | LOAD
47330703 | AEP W.O. MON POWER | AGGREGATE | AEP | 2156109564 | JUGSTRET | 138 KV | T2 | LOAD
47330703 | AEP W.O. MON POWER | AGGREGATE | AEP | 1356153073 | JUGSTRET | 138 KV | T6 | LOAD
47330703 | AEP W.O. MON POWER | AGGREGATE | AEP | 1356153074 | JUGSTRET | 138 KV | T7 | LOAD
47330703 | AEP W.O. MON POWER | AGGREGATE | AEP | 1388603244 | JUGSTRET | 138 KV | T8 | LOAD
47330703 | AEP W.O. MON POWER | AGGREGATE | AEP | 1388603245 | JUGSTRET | 138 KV | T9 | LOAD
47330703 | AEP W.O. MON POWER | AGGREGATE | AEP | 1775814172 | JUNEROAD | 138 KV | T2 | LOAD
47330703 | AEP W.O. MON POWER | AGGREGATE | AEP | 2156110822 | KALAMAZO | 69 KV | T1 | LOAD
47330703 | AEP W.O. MON POWER | AGGREGATE | AEP | 2156110821 | KALAMAZO | 69 KV | T2 | LOAD
47330703 | AEP W.O. MON POWER | AGGREGATE | AEP | 2156110820 | KALAMAZO | 69 KV | VICKSB1 | LOAD
47330703 | AEP W.O. MON POWER | AGGREGATE | AEP | 2156110819 | KALAMAZO | 69 KV | VICKSB2 | LOAD
47330703 | AEP W.O. MON POWER | AGGREGATE | AEP | 1666104461 | KALIDA | 69 KV | T1 | LOAD
47330703 | AEP W.O. MON POWER | AGGREGATE | AEP | 1666104460 | KALIDA | 69 KV | T3 | LOAD
47330703 | AEP W.O. MON POWER | AGGREGATE | AEP | 45565853 | KAMMER2 | 138 KV | FGD1 | LOAD
47330703 | AEP W.O. MON POWER | AGGREGATE | AEP | 45565855 | KAMMER2 | 138 KV | FGD2 | LOAD
47330703 | AEP W.O. MON POWER | AGGREGATE | AEP | 1218905041 | KAMMER2 | 138 KV | T5 LD | LOAD
47330703 | AEP W.O. MON POWER | AGGREGATE | AEP | 1132284915 | KAMMER2 | 138 KV | T6 | LOAD
47330703 | AEP W.O. MON POWER | AGGREGATE | AEP | 2156109554 | KAMMER2 | 69 KV | FLYERSW | LOAD
47330703 | AEP W.O. MON POWER | AGGREGATE | AEP | 2156109553 | KAMMER2 | 69 KV | POWTNAEP | LOAD
47330703 | AEP W.O. MON POWER | AGGREGATE | AEP | 1552830085 | KANKAKEE | 138 KV | T1 | LOAD
47330703 | AEP W.O. MON POWER | AGGREGATE | AEP | 32411723 | KANKAKEE | 138 KV | T3 | LOAD
47330703 | AEP W.O. MON POWER | AGGREGATE | AEP | 32411731 | KARL | 138 KV | T1 | LOAD
47330703 | AEP W.O. MON POWER | AGGREGATE | AEP | 32411733 | KARL | 138 KV | T2 | LOAD
47330703 | AEP W.O. MON POWER | AGGREGATE | AEP | 32411735 | KARL | 138 KV | T3 | LOAD
47330703 | AEP W.O. MON POWER | AGGREGATE | AEP | 1666103143 | KENDALLV | 69 KV | T1 | LOAD
47330703 | AEP W.O. MON POWER | AGGREGATE | AEP | 1666103141 | KENDALLV | 69 KV | T2 | LOAD
47330703 | AEP W.O. MON POWER | AGGREGATE | AEP | 32411739 | KENNY | 138 KV | T1 | LOAD
47330703 | AEP W.O. MON POWER | AGGREGATE | AEP | 32411741 | KENNY | 138 KV | T2 | LOAD
47330703 | AEP W.O. MON POWER | AGGREGATE | AEP | 32411743 | KENOVA | 138 KV | T7 | LOAD
47330703 | AEP W.O. MON POWER | AGGREGATE | AEP | 32411745 | KENOVA | 69 KV | FORTYSEV | LOAD
47330703 | AEP W.O. MON POWER | AGGREGATE | AEP | 1218905969 | KENTON2 | 69 KV | T1 | LOAD
47330703 | AEP W.O. MON POWER | AGGREGATE | AEP | 1218905970 | KENTON2 | 69 KV | T2 | LOAD
47330703 | AEP W.O. MON POWER | AGGREGATE | AEP | 32411749 | KENWOODT | 46 KV | KENWOOD | LOAD
47330703 | AEP W.O. MON POWER | AGGREGATE | AEP | 1248983175 | KENWORTH | 13.8 KV | LOAD11 | LOAD
47330703 | AEP W.O. MON POWER | AGGREGATE | AEP | 1248983176 | KENWORTH | 13.8 KV | LOAD22 | LOAD
47330703 | AEP W.O. MON POWER | AGGREGATE | AEP | 1084383955 | KEYSER | 69 KV | T1-LOAD | LOAD
47330703 | AEP W.O. MON POWER | AGGREGATE | AEP | 48934015 | KEYWOOD | 138 KV | VA GAS | LOAD
47330703 | AEP W.O. MON POWER | AGGREGATE | AEP | 32411753 | KIMBALLT | 138 KV | T1 | LOAD
47330703 | AEP W.O. MON POWER | AGGREGATE | AEP | 32411755 | KIMBALLT | 138 KV | T2 | LOAD
47330703 | AEP W.O. MON POWER | AGGREGATE | AEP | 48933995 | KIMBERLY | 138 KV | T1 | LOAD
47330703 | AEP W.O. MON POWER | AGGREGATE | AEP | 48933997 | KIMBERLY | 138 KV | T2 | LOAD
47330703 | AEP W.O. MON POWER | AGGREGATE | AEP | 32411757 | KINCAIDA | 46 KV | T1 | LOAD
47330703 | AEP W.O. MON POWER | AGGREGATE | AEP | 1356152721 | KINGSLN2 | 69 KV | T1 | LOAD
47330703 | AEP W.O. MON POWER | AGGREGATE | AEP | 1356152722 | KINGSLN2 | 69 KV | UNIONDLE | LOAD
47330703 | AEP W.O. MON POWER | AGGREGATE | AEP | 32411759 | KIRK | 138 KV | T1 | LOAD
47330703 | AEP W.O. MON POWER | AGGREGATE | AEP | 32411761 | KIRK | 138 KV | T2 | LOAD
47330703 | AEP W.O. MON POWER | AGGREGATE | AEP | 32411763 | KLINE | 138 KV | T1 | LOAD
47330703 | AEP W.O. MON POWER | AGGREGATE | AEP | 32411765 | KOPPERST | 138 KV | T1 | LOAD
47330703 | AEP W.O. MON POWER | AGGREGATE | AEP | 32411767 | KOTCOAL | 69 KV | T1 | LOAD
47330703 | AEP W.O. MON POWER | AGGREGATE | AEP | 1666103438 | KUCHAR | 138 KV | LIQUID | LOAD
47330703 | AEP W.O. MON POWER | AGGREGATE | AEP | 2156110826 | KUHNS | 69 KV | WOLFLAKE | LOAD
47330703 | AEP W.O. MON POWER | AGGREGATE | AEP | 32411769 | KUMIS | 138 KV | T1 | LOAD
47330703 | AEP W.O. MON POWER | AGGREGATE | AEP | 32411771 | KYELECST | 138 KV | T1T2 | LOAD
47330703 | AEP W.O. MON POWER | AGGREGATE | AEP | 135388711 | KYLEHILL | 34.5 KV | T2 | LOAD
47330703 | AEP W.O. MON POWER | AGGREGATE | AEP | 2155501906 | LACEYBRA | 138 KV | T1 | LOAD
47330703 | AEP W.O. MON POWER | AGGREGATE | AEP | 98369925 | LAFAYETE | 138 KV | T1 | LOAD
47330703 | AEP W.O. MON POWER | AGGREGATE | AEP | 32411775 | LAKEHTAP | 69 KV | LAKEHEAD | LOAD
47330703 | AEP W.O. MON POWER | AGGREGATE | AEP | 32411777 | LAKESDIM | 69 KV | T1 | LOAD
47330703 | AEP W.O. MON POWER | AGGREGATE | AEP | 32411783 | LAKESTRE | 34 KV | SIMPLTAP | LOAD
47330703 | AEP W.O. MON POWER | AGGREGATE | AEP | 32411781 | LAKESTRE | 69 KV | NATLSTND | LOAD
47330703 | AEP W.O. MON POWER | AGGREGATE | AEP | 1097725251 | LAKEVIE1 | 138 KV | LOAD | LOAD
47330703 | AEP W.O. MON POWER | AGGREGATE | AEP | 32411787 | LAKIN | 69 KV | LOCKLANE | LOAD
47330703 | AEP W.O. MON POWER | AGGREGATE | AEP | 2156109006 | LAMIRASW | 69 KV | LAMIRA | LOAD
47330703 | AEP W.O. MON POWER | AGGREGATE | AEP | 32411789 | LANTERNP | 138 KV | T1 | LOAD
47330703 | AEP W.O. MON POWER | AGGREGATE | AEP | 32411791 | LAOTTO | 138 KV | T1 | LOAD
47330703 | AEP W.O. MON POWER | AGGREGATE | AEP | 32411797 | LATTAVIL | 69 KV | T1 | LOAD
47330703 | AEP W.O. MON POWER | AGGREGATE | AEP | 1666104486 | LATTY | 69 KV | T1 | LOAD
47330703 | AEP W.O. MON POWER | AGGREGATE | AEP | 1666104478 | LATTYJCT | 69 KV | LATTY | LOAD
47330703 | AEP W.O. MON POWER | AGGREGATE | AEP | 32411799 | LAVALETT | 138 KV | T1 | LOAD
47330703 | AEP W.O. MON POWER | AGGREGATE | AEP | 2156110842 | LAWRENSS | 69 KV | MCGINNIS | LOAD
47330703 | AEP W.O. MON POWER | AGGREGATE | AEP | 1165472098 | LAWSHE | 69 KV | T1 | LOAD
47330703 | AEP W.O. MON POWER | AGGREGATE | AEP | 32411805 | LAYLAND | 69 KV | T1 | LOAD
47330703 | AEP W.O. MON POWER | AGGREGATE | AEP | 1348255113 | LEATHERW | 69 KV | NCAMBRID | LOAD
47330703 | AEP W.O. MON POWER | AGGREGATE | AEP | 32411807 | LEBANON | 138 KV | T1 | LOAD
47330703 | AEP W.O. MON POWER | AGGREGATE | AEP | 1356153518 | LEESVIL2 | 138 KV | T1 | LOAD
47330703 | AEP W.O. MON POWER | AGGREGATE | AEP | 98369929 | LEFTFORK | 138 KV | T1 | LOAD
47330703 | AEP W.O. MON POWER | AGGREGATE | AEP | 1666104465 | LEIPSIC | 69 KV | T1 | LOAD
47330703 | AEP W.O. MON POWER | AGGREGATE | AEP | 1666104466 | LEIPSIC | 69 KV | T2 | LOAD
47330703 | AEP W.O. MON POWER | AGGREGATE | AEP | 1666104472 | LEMASTER | 138 KV | T1 | LOAD
47330703 | AEP W.O. MON POWER | AGGREGATE | AEP | 2156108945 | LEONAP | 138 KV | T4 | LOAD
47330703 | AEP W.O. MON POWER | AGGREGATE | AEP | 112586007 | LESLIE | 69 KV | XT2 | LOAD
47330703 | AEP W.O. MON POWER | AGGREGATE | AEP | 1388603719 | LEVEE | 138 KV | LEVEE | LOAD
47330703 | AEP W.O. MON POWER | AGGREGATE | AEP | 1356153536 | LEXNGTN | 69 KV | T1 | LOAD
47330703 | AEP W.O. MON POWER | AGGREGATE | AEP | 1775813104 | LIBCENSW | 69 KV | LIBERTY | LOAD
47330703 | AEP W.O. MON POWER | AGGREGATE | AEP | 1356152513 | LIBERTYC | 69 KV | T1 | LOAD
47330703 | AEP W.O. MON POWER | AGGREGATE | AEP | 1439645343 | LICK | 13 KV | T2 | LOAD
47330703 | AEP W.O. MON POWER | AGGREGATE | AEP | 1439645345 | LICK | 13 KV | T3 | LOAD
47330703 | AEP W.O. MON POWER | AGGREGATE | AEP | 1132284979 | LICKFORK | 69 KV | LOAD | LOAD
47330703 | AEP W.O. MON POWER | AGGREGATE | AEP | 32411821 | LIGONIER | 138 KV | T1 | LOAD
47330703 | AEP W.O. MON POWER | AGGREGATE | AEP | 32411823 | LIGONIER | 138 KV | T2 | LOAD
47330703 | AEP W.O. MON POWER | AGGREGATE | AEP | 1775812822 | LINCOLN2 | 138 KV | T2 | LOAD
47330703 | AEP W.O. MON POWER | AGGREGATE | AEP | 32411825 | LINCOLN2 | 138 KV | T3 | LOAD
47330703 | AEP W.O. MON POWER | AGGREGATE | AEP | 32411827 | LINCOLN2 | 34 KV | HARVESTP | LOAD
47330703 | AEP W.O. MON POWER | AGGREGATE | AEP | 1123171031 | LINDENAV | 69 KV | LOAD | LOAD
47330703 | AEP W.O. MON POWER | AGGREGATE | AEP | 32411833 | LINWOOD2 | 138 KV | T1 | LOAD
47330703 | AEP W.O. MON POWER | AGGREGATE | AEP | 32411835 | LINWORTH | 138 KV | T2 | LOAD
47330703 | AEP W.O. MON POWER | AGGREGATE | AEP | 32411837 | LINWORTH | 138 KV | T3 | LOAD
47330703 | AEP W.O. MON POWER | AGGREGATE | AEP | 1067161163 | LKFOREST | 138 KV | T1 | LOAD
47330703 | AEP W.O. MON POWER | AGGREGATE | AEP | 1775813082 | LOBDELL | 69 KV | T1 | LOAD
47330703 | AEP W.O. MON POWER | AGGREGATE | AEP | 112586009 | LOCKHART | 138 KV | T1 | LOAD
47330703 | AEP W.O. MON POWER | AGGREGATE | AEP | 2156110486 | LOCKWDOP | 69 KV | T1 | LOAD
47330703 | AEP W.O. MON POWER | AGGREGATE | AEP | 32411843 | LOGAN | 138 KV | T4 | LOAD
47330703 | AEP W.O. MON POWER | AGGREGATE | AEP | 32411847 | LONESOME | 138 KV | T1 | LOAD
47330703 | AEP W.O. MON POWER | AGGREGATE | AEP | 1218905133 | LOONEYCR | 69 KV | HURLEY | LOAD
47330703 | AEP W.O. MON POWER | AGGREGATE | AEP | 32411851 | LOVELY | 138 KV | T1 | LOAD
47330703 | AEP W.O. MON POWER | AGGREGATE | AEP | 32411855 | LSII | 138 KV | T1 | LOAD
47330703 | AEP W.O. MON POWER | AGGREGATE | AEP | 32411857 | LSII | 138 KV | T2 | LOAD
47330703 | AEP W.O. MON POWER | AGGREGATE | AEP | 32411863 | LUKENS | 69 KV | T1 | LOAD
47330703 | AEP W.O. MON POWER | AGGREGATE | AEP | 2156110448 | LUKENS | 69 KV | T2 | LOAD
47330703 | AEP W.O. MON POWER | AGGREGATE | AEP | 2156110458 | LUSHER | 69 KV | T1LOAD | LOAD
47330703 | AEP W.O. MON POWER | AGGREGATE | AEP | 2156110459 | LUSHER | 69 KV | T2LOAD | LOAD
47330703 | AEP W.O. MON POWER | AGGREGATE | AEP | 2156109897 | LYBURN | 138 KV | BANDMILL | LOAD
47330703 | AEP W.O. MON POWER | AGGREGATE | AEP | 1369000717 | LYNBROOK | 138 KV | T1 | LOAD
47330703 | AEP W.O. MON POWER | AGGREGATE | AEP | 32411865 | LYNNST | 138 KV | T1 | LOAD
47330703 | AEP W.O. MON POWER | AGGREGATE | AEP | 2156110153 | MABSCOTT | 138 KV | T1 | LOAD
47330703 | AEP W.O. MON POWER | AGGREGATE | AEP | 1439645858 | MACKSBRG | 138 KV | T1 | LOAD
47330703 | AEP W.O. MON POWER | AGGREGATE | AEP | 32411867 | MADISON | 34 KV | T3 | LOAD
47330703 | AEP W.O. MON POWER | AGGREGATE | AEP | 32411871 | MAINSTRE | 138 KV | T3 | LOAD
47330703 | AEP W.O. MON POWER | AGGREGATE | AEP | 32411873 | MAINSTRE | 138 KV | T4 | LOAD
47330703 | AEP W.O. MON POWER | AGGREGATE | AEP | 63381271 | MALISZEW | 138 KV | T5 | LOAD
47330703 | AEP W.O. MON POWER | AGGREGATE | AEP | 2156111864 | MAPLEGR | 69 KV | T1 | LOAD
47330703 | AEP W.O. MON POWER | AGGREGATE | AEP | 1775813080 | MARATHN | 69 KV | TRINITY | LOAD
47330703 | AEP W.O. MON POWER | AGGREGATE | AEP | 32411883 | MARION2 | 138 KV | T4 | LOAD
47330703 | AEP W.O. MON POWER | AGGREGATE | AEP | 32411885 | MARION2 | 138 KV | T5 | LOAD
47330703 | AEP W.O. MON POWER | AGGREGATE | AEP | 32411887 | MARION2 | 138 KV | T6 | LOAD
47330703 | AEP W.O. MON POWER | AGGREGATE | AEP | 1666104457 | MARKCENT | 69 KV | COOP | LOAD
47330703 | AEP W.O. MON POWER | AGGREGATE | AEP | 1666103442 | MARQUETT | 138 KV | T1 | LOAD
47330703 | AEP W.O. MON POWER | AGGREGATE | AEP | 1666103443 | MARQUETT | 138 KV | T2 | LOAD
47330703 | AEP W.O. MON POWER | AGGREGATE | AEP | 1388602467 | MARRIETT | 138 KV | XB1H | LOAD
47330703 | AEP W.O. MON POWER | AGGREGATE | AEP | 32411895 | MARTIN | 46 KV | T1 | LOAD
47330703 | AEP W.O. MON POWER | AGGREGATE | AEP | 32411897 | MARTINSV | 34 KV | T3 | LOAD
47330703 | AEP W.O. MON POWER | AGGREGATE | AEP | 32411899 | MASONCRE | 69 KV | T1 | LOAD
47330703 | AEP W.O. MON POWER | AGGREGATE | AEP | 32411901 | MAYFIELD | 138 KV | T1 | LOAD
47330703 | AEP W.O. MON POWER | AGGREGATE | AEP | 112586011 | MAYKING | 69 KV | T1 | LOAD
47330703 | AEP W.O. MON POWER | AGGREGATE | AEP | 1067161198 | MAYOTRAI | 69 KV | LD | LOAD
47330703 | AEP W.O. MON POWER | AGGREGATE | AEP | 32411907 | MCCOMB | 138 KV | T1 | LOAD
47330703 | AEP W.O. MON POWER | AGGREGATE | AEP | 32411909 | MCCOMB | 138 KV | T2 | LOAD
47330703 | AEP W.O. MON POWER | AGGREGATE | AEP | 1369000715 | MCCONVIL | 138 KV | T1 | LOAD
47330703 | AEP W.O. MON POWER | AGGREGATE | AEP | 2156111857 | MCELROY | 69 KV | FISHCRK | LOAD
47330703 | AEP W.O. MON POWER | AGGREGATE | AEP | 32411911 | MCKINLEY | 138 KV | T4 | LOAD
47330703 | AEP W.O. MON POWER | AGGREGATE | AEP | 32411913 | MCKINLEY | 138 KV | T6 | LOAD
47330703 | AEP W.O. MON POWER | AGGREGATE | AEP | 32411917 | MCKINLEY | 34 KV | GETAYLR1 | LOAD
47330703 | AEP W.O. MON POWER | AGGREGATE | AEP | 32411923 | MCKINLEY | 34 KV | PHENIE | LOAD
47330703 | AEP W.O. MON POWER | AGGREGATE | AEP | 32411925 | MCKINLEY | 34 KV | SLATERS1 | LOAD
47330703 | AEP W.O. MON POWER | AGGREGATE | AEP | 32411927 | MCKINLEY | 34 KV | SLATERS2 | LOAD
47330703 | AEP W.O. MON POWER | AGGREGATE | AEP | 32411929 | MCKINLEY | 34 KV | SPRINGIM | LOAD
47330703 | AEP W.O. MON POWER | AGGREGATE | AEP | 32411931 | MCKINNEY | 46 KV | T1 | LOAD
47330703 | AEP W.O. MON POWER | AGGREGATE | AEP | 1183223103 | MEADOW | 34 KV | LOAD | LOAD
47330703 | AEP W.O. MON POWER | AGGREGATE | AEP | 32411935 | MEADOWSS | 69 KV | T1 | LOAD
47330703 | AEP W.O. MON POWER | AGGREGATE | AEP | 32411937 | MEADOWVI | 138 KV | T1 | LOAD
47330703 | AEP W.O. MON POWER | AGGREGATE | AEP | 106856769 | MEADSSTO | 138 KV | SSIDE | LOAD
47330703 | AEP W.O. MON POWER | AGGREGATE | AEP | 2156109900 | MEDFORD | 138 KV | T2 | LOAD
47330703 | AEP W.O. MON POWER | AGGREGATE | AEP | 2156109911 | MEIGS | 138 KV | T1 | LOAD
47330703 | AEP W.O. MON POWER | AGGREGATE | AEP | 32411951 | MEIGSCS | 69 KV | T1 | LOAD
47330703 | AEP W.O. MON POWER | AGGREGATE | AEP | 2156110165 | MEIGSCS | 69 KV | T2 | LOAD
47330703 | AEP W.O. MON POWER | AGGREGATE | AEP | 1388602896 | MELITA | 69 KV | T1 | LOAD
47330703 | AEP W.O. MON POWER | AGGREGATE | AEP | 1388602897 | MELITA | 69 KV | T2 | LOAD
47330703 | AEP W.O. MON POWER | AGGREGATE | AEP | 1388602900 | MELITA | 69 KV | T3 | LOAD
47330703 | AEP W.O. MON POWER | AGGREGATE | AEP | 1388602899 | MELITA | 69 KV | T4 | LOAD
47330703 | AEP W.O. MON POWER | AGGREGATE | AEP | 1388602898 | MELITA | 69 KV | T5 | LOAD
47330703 | AEP W.O. MON POWER | AGGREGATE | AEP | 32411953 | MELROSE | 69 KV | T1 | LOAD
47330703 | AEP W.O. MON POWER | AGGREGATE | AEP | 32411955 | MERCERBU | 138 KV | T1 | LOAD
47330703 | AEP W.O. MON POWER | AGGREGATE | AEP | 2156109021 | MERRICKS | 69 KV | MERRICK | LOAD
47330703 | AEP W.O. MON POWER | AGGREGATE | AEP | 106856771 | MERRITTS | 138 KV | T1 | LOAD
47330703 | AEP W.O. MON POWER | AGGREGATE | AEP | 1666103439 | METCALFT | 69 KV | BIGRUN | LOAD
47330703 | AEP W.O. MON POWER | AGGREGATE | AEP | 32411959 | MIDDLECR | 46 KV | T1 | LOAD
47330703 | AEP W.O. MON POWER | AGGREGATE | AEP | 32411963 | MIDKIFF | 138 KV | T1 | LOAD
47330703 | AEP W.O. MON POWER | AGGREGATE | AEP | 32411965 | MIER | 138 KV | T2 | LOAD
47330703 | AEP W.O. MON POWER | AGGREGATE | AEP | 32411969 | MIFFLIN | 138 KV | T2 | LOAD
47330703 | AEP W.O. MON POWER | AGGREGATE | AEP | 106856773 | MIFFLIN | 138 KV | T3 | LOAD
47330703 | AEP W.O. MON POWER | AGGREGATE | AEP | 1869179584 | MILANSS | 138 KV | T1 | LOAD
47330703 | AEP W.O. MON POWER | AGGREGATE | AEP | 1165471463 | MILANSS | 138 KV | XF1 | LOAD
47330703 | AEP W.O. MON POWER | AGGREGATE | AEP | 1165471464 | MILANSS | 138 KV | XF2 | LOAD
47330703 | AEP W.O. MON POWER | AGGREGATE | AEP | 1165471465 | MILANSS | 138 KV | XF3 | LOAD
47330703 | AEP W.O. MON POWER | AGGREGATE | AEP | 32411971 | MILESAVE | 138 KV | T1 | LOAD
47330703 | AEP W.O. MON POWER | AGGREGATE | AEP | 32411973 | MILLBROO | 138 KV | T6 | LOAD
47330703 | AEP W.O. MON POWER | AGGREGATE | AEP | 1218905213 | MILLBROO | 69 KV | OSCO | LOAD
47330703 | AEP W.O. MON POWER | AGGREGATE | AEP | 32411995 | MILLWOO2 | 138 KV | T1 | LOAD
47330703 | AEP W.O. MON POWER | AGGREGATE | AEP | 1248983330 | MILTON2 | 138 KV | BAKERID | LOAD
47330703 | AEP W.O. MON POWER | AGGREGATE | AEP | 1248983331 | MILTON2 | 138 KV | JOHNSCK | LOAD
47330703 | AEP W.O. MON POWER | AGGREGATE | AEP | 32411997 | MILTON2 | 138 KV | T2 | LOAD
47330703 | AEP W.O. MON POWER | AGGREGATE | AEP | 40243245 | MILTONSW | 138 KV | T1 LOAD | LOAD
47330703 | AEP W.O. MON POWER | AGGREGATE | AEP | 1439645857 | MINERAL | 138 KV | BUCKEYE | LOAD
47330703 | AEP W.O. MON POWER | AGGREGATE | AEP | 98369931 | MINERD1 | 138 KV | COAVILL | LOAD
47330703 | AEP W.O. MON POWER | AGGREGATE | AEP | 2156112868 | MINERVA | 69 KV | T1 | LOAD
47330703 | AEP W.O. MON POWER | AGGREGATE | AEP | 1666104489 | MINK | 138 KV | T3 | LOAD
47330703 | AEP W.O. MON POWER | AGGREGATE | AEP | 32412001 | MINNIXMT | 138 KV | T1 | LOAD
47330703 | AEP W.O. MON POWER | AGGREGATE | AEP | 47012215 | MISSISSI | 138 KV | T1 | LOAD
47330703 | AEP W.O. MON POWER | AGGREGATE | AEP | 47012219 | MISSISSI | 138 KV | T3 | LOAD
47330703 | AEP W.O. MON POWER | AGGREGATE | AEP | 2155501904 | MOCCASIN | 69 KV | T1 | LOAD
47330703 | AEP W.O. MON POWER | AGGREGATE | AEP | 2155501905 | MOCCASIN | 69 KV | T2 | LOAD
47330703 | AEP W.O. MON POWER | AGGREGATE | AEP | 1775812853 | MODOC | 69 KV | T2 | LOAD
47330703 | AEP W.O. MON POWER | AGGREGATE | AEP | 32412007 | MOHAWKRU | 69 KV | T1 | LOAD
47330703 | AEP W.O. MON POWER | AGGREGATE | AEP | 1369000721 | MOLLYCRK | 69 KV | BROOKLYN | LOAD
47330703 | AEP W.O. MON POWER | AGGREGATE | AEP | 32412009 | MONEL | 138 KV | T1 | LOAD
47330703 | AEP W.O. MON POWER | AGGREGATE | AEP | 32412011 | MONETA | 138 KV | T1 | LOAD
47330703 | AEP W.O. MON POWER | AGGREGATE | AEP | 1775813099 | MONROEIM | 69 KV | T1 | LOAD
47330703 | AEP W.O. MON POWER | AGGREGATE | AEP | 1165472108 | MONTEREY | 69 KV | X1LD | LOAD
47330703 | AEP W.O. MON POWER | AGGREGATE | AEP | 32412013 | MONTGOMR | 46 KV | T1 | LOAD
47330703 | AEP W.O. MON POWER | AGGREGATE | AEP | 1107281653 | MOOREPAR | 138 KV | T2 | LOAD
47330703 | AEP W.O. MON POWER | AGGREGATE | AEP | 1207066021 | MORELAN | 69 KV | LOAD1 | LOAD
47330703 | AEP W.O. MON POWER | AGGREGATE | AEP | 32412023 | MORGANSC | 138 KV | T1 | LOAD
47330703 | AEP W.O. MON POWER | AGGREGATE | AEP | 32412025 | MORRISNO | 34 KV | T1 | LOAD
47330703 | AEP W.O. MON POWER | AGGREGATE | AEP | 32412027 | MORSE | 138 KV | T1 | LOAD
47330703 | AEP W.O. MON POWER | AGGREGATE | AEP | 32412029 | MORSE | 138 KV | T2 | LOAD
47330703 | AEP W.O. MON POWER | AGGREGATE | AEP | 1218905246 | MORSE | 138 KV | T3 | LOAD
47330703 | AEP W.O. MON POWER | AGGREGATE | AEP | 32412031 | MOSELEY | 12 KV | LOAD | LOAD
47330703 | AEP W.O. MON POWER | AGGREGATE | AEP | 45565859 | MOSELEY | 69 KV | BEDFORD | LOAD
47330703 | AEP W.O. MON POWER | AGGREGATE | AEP | 32412033 | MOTTVILL | 69 KV | LOAD | LOAD
47330703 | AEP W.O. MON POWER | AGGREGATE | AEP | 32412035 | MOUND | 138 KV | T1 | LOAD
47330703 | AEP W.O. MON POWER | AGGREGATE | AEP | 32412037 | MOUND | 138 KV | T2 | LOAD
47330703 | AEP W.O. MON POWER | AGGREGATE | AEP | 1067161281 | MOUNDVIL | 69 KV | LD | LOAD
47330703 | AEP W.O. MON POWER | AGGREGATE | AEP | 2156110469 | MOUNDVIL | 69 KV | T3 | LOAD
47330703 | AEP W.O. MON POWER | AGGREGATE | AEP | 32412039 | MOUNTAIN | 138 KV | TCH1 | LOAD
47330703 | AEP W.O. MON POWER | AGGREGATE | AEP | 32412041 | MOUNTAIN | 138 KV | TCH2 | LOAD
47330703 | AEP W.O. MON POWER | AGGREGATE | AEP | 32412043 | MTAIRY2 | 138 KV | T1 | LOAD
47330703 | AEP W.O. MON POWER | AGGREGATE | AEP | 1775813083 | MTETNATP | 69 KV | ETNA | LOAD
47330703 | AEP W.O. MON POWER | AGGREGATE | AEP | 2156108960 | MTORB | 69 KV | MTORB | LOAD
47330703 | AEP W.O. MON POWER | AGGREGATE | AEP | 2155501901 | MTUNION | 69 KV | LONESTAR | LOAD
47330703 | AEP W.O. MON POWER | AGGREGATE | AEP | 2155501900 | MTUNION | 69 KV | T1 | LOAD
47330703 | AEP W.O. MON POWER | AGGREGATE | AEP | 2155501899 | MTUNION | 69 KV | T2 | LOAD
47330703 | AEP W.O. MON POWER | AGGREGATE | AEP | 32412045 | MUDFORK | 138 KV | T1 | LOAD
47330703 | AEP W.O. MON POWER | AGGREGATE | AEP | 32412051 | MULBERRY | 138 KV | T2 | LOAD
47330703 | AEP W.O. MON POWER | AGGREGATE | AEP | 1775813086 | MULDOONM | 69 KV | T1 | LOAD
47330703 | AEP W.O. MON POWER | AGGREGATE | AEP | 32412053 | MULLENS | 138 KV | T4 | LOAD
47330703 | AEP W.O. MON POWER | AGGREGATE | AEP | 32412055 | MULLENS | 138 KV | T5 | LOAD
47330703 | AEP W.O. MON POWER | AGGREGATE | AEP | 32412057 | MULLENSV | 138 KV | T1 | LOAD
47330703 | AEP W.O. MON POWER | AGGREGATE | AEP | 2156110162 | MURCH | 69 KV | COCACOLA | LOAD
47330703 | AEP W.O. MON POWER | AGGREGATE | AEP | 2156110161 | MURCH | 69 KV | LOAD | LOAD
47330703 | AEP W.O. MON POWER | AGGREGATE | AEP | 1775813077 | MURRAYIM | 69 KV | T1 | LOAD
47330703 | AEP W.O. MON POWER | AGGREGATE | AEP | 32412061 | MUSKING2 | 138 KV | GLOBEMET | LOAD
47330703 | AEP W.O. MON POWER | AGGREGATE | AEP | 123900941 | MUSKING2 | 138 KV | SROKEBY | LOAD
47330703 | AEP W.O. MON POWER | AGGREGATE | AEP | 32412063 | MWBLOOMF | 138 KV | T1 | LOAD
47330703 | AEP W.O. MON POWER | AGGREGATE | AEP | 32412065 | MWROCKPO | 138 KV | T1 | LOAD
47330703 | AEP W.O. MON POWER | AGGREGATE | AEP | 32412067 | NAGELAEP | 138 KV | T7 | LOAD
47330703 | AEP W.O. MON POWER | AGGREGATE | AEP | 2156112755 | NANCYCRK | 69 KV | T1 | LOAD
47330703 | AEP W.O. MON POWER | AGGREGATE | AEP | 1666104452 | NANTWERP | 69 KV | EANWERP | LOAD
47330703 | AEP W.O. MON POWER | AGGREGATE | AEP | 1107281685 | NATRIUM2 | 138 KV | DOMENRGY | LOAD
47330703 | AEP W.O. MON POWER | AGGREGATE | AEP | 93353445 | NATRIUM2 | 69 KV | LD1 | LOAD
47330703 | AEP W.O. MON POWER | AGGREGATE | AEP | 1369001564 | NATRIUM2 | 69 KV | MOBAY1 | LOAD
47330703 | AEP W.O. MON POWER | AGGREGATE | AEP | 1369001566 | NATRIUM2 | 69 KV | PPG | LOAD
47330703 | AEP W.O. MON POWER | AGGREGATE | AEP | 2156110478 | NAUVOORI | 138 KV | XCL1 | LOAD
47330703 | AEP W.O. MON POWER | AGGREGATE | AEP | 2156110477 | NAUVOORI | 138 KV | XCL2 | LOAD
47330703 | AEP W.O. MON POWER | AGGREGATE | AEP | 32412073 | NBECKLEY | 138 KV | T1 | LOAD
47330703 | AEP W.O. MON POWER | AGGREGATE | AEP | 32412075 | NBECKLEY | 138 KV | T2 | LOAD
47330703 | AEP W.O. MON POWER | AGGREGATE | AEP | 1356153150 | NBELLVIL | 69 KV | T1 | LOAD
47330703 | AEP W.O. MON POWER | AGGREGATE | AEP | 32412079 | NBLACKSB | 138 KV | T2 | LOAD
47330703 | AEP W.O. MON POWER | AGGREGATE | AEP | 1666104475 | NBLUFFTO | 69 KV | T1 | LOAD
47330703 | AEP W.O. MON POWER | AGGREGATE | AEP | 1666104442 | NCECIL | 69 KV | CECIL | LOAD
47330703 | AEP W.O. MON POWER | AGGREGATE | AEP | 32412081 | NCLAYTOR | 138 KV | T3 | LOAD
47330703 | AEP W.O. MON POWER | AGGREGATE | AEP | 1666104441 | NCOLUMBG | 69 KV | COLUMBUS | LOAD
47330703 | AEP W.O. MON POWER | AGGREGATE | AEP | 1132285137 | NCOSHOCT | 69 KV | COSH | LOAD
47330703 | AEP W.O. MON POWER | AGGREGATE | AEP | 32412083 | NCROWNCI | 138 KV | T1 | LOAD
47330703 | AEP W.O. MON POWER | AGGREGATE | AEP | 2156110167 | NECANTON | 138 KV | T3 | LOAD
47330703 | AEP W.O. MON POWER | AGGREGATE | AEP | 2156112667 | NECANTON | 69 KV | DIAMONDS | LOAD
47330703 | AEP W.O. MON POWER | AGGREGATE | AEP | 2156112874 | NECANTON | 69 KV | EASTONS | LOAD
47330703 | AEP W.O. MON POWER | AGGREGATE | AEP | 40243249 | NEGLEY | 138 KV | T1 LOAD | LOAD
47330703 | AEP W.O. MON POWER | AGGREGATE | AEP | 2155501922 | NEWBERY | 138 KV | PROTEC1 | LOAD
47330703 | AEP W.O. MON POWER | AGGREGATE | AEP | 32412093 | NEWBUFFA | 69 KV | T1 | LOAD
47330703 | AEP W.O. MON POWER | AGGREGATE | AEP | 32412095 | NEWBUFFA | 69 KV | T2 | LOAD
47330703 | AEP W.O. MON POWER | AGGREGATE | AEP | 1666103218 | NEWCARLI | 138 KV | T3 | LOAD
47330703 | AEP W.O. MON POWER | AGGREGATE | AEP | 1207065429 | NEWCOMER | 69 KV | LOAD1 | LOAD
47330703 | AEP W.O. MON POWER | AGGREGATE | AEP | 32412107 | NEWHOPE2 | 138 KV | T1 | LOAD
47330703 | AEP W.O. MON POWER | AGGREGATE | AEP | 32412109 | NEWHOPE2 | 138 KV | T2 | LOAD
47330703 | AEP W.O. MON POWER | AGGREGATE | AEP | 32412111 | NEWLIBER | 138 KV | T1 | LOAD
47330703 | AEP W.O. MON POWER | AGGREGATE | AEP | 48934007 | NEWLIBER | 138 KV | T4 | LOAD
47330703 | AEP W.O. MON POWER | AGGREGATE | AEP | 32412117 | NEWLONDO | 138 KV | T1 | LOAD
47330703 | AEP W.O. MON POWER | AGGREGATE | AEP | 1348254763 | NEWMARK2 | 138 KV | NEWMARK | LOAD
47330703 | AEP W.O. MON POWER | AGGREGATE | AEP | 2156109027 | NEWPHILA | 69 KV | T3 | LOAD
47330703 | AEP W.O. MON POWER | AGGREGATE | AEP | 2156109026 | NEWPHILA | 69 KV | T4 | LOAD
47330703 | AEP W.O. MON POWER | AGGREGATE | AEP | 32412121 | NFAIRFIE | 138 KV | T1T2 | LOAD
47330703 | AEP W.O. MON POWER | AGGREGATE | AEP | 32412123 | NFINDLAY | 138 KV | T1 | LOAD
47330703 | AEP W.O. MON POWER | AGGREGATE | AEP | 32412125 | NFINDLAY | 138 KV | T2 | LOAD
47330703 | AEP W.O. MON POWER | AGGREGATE | AEP | 2156112246 | NFREDRIC | 69 KV | LOAD1 | LOAD
47330703 | AEP W.O. MON POWER | AGGREGATE | AEP | 61482249 | NHAVERHI | 69 KV | SUN COKE | LOAD
47330703 | AEP W.O. MON POWER | AGGREGATE | AEP | 1666104448 | NHICKSVI | 69 KV | COOP | LOAD
47330703 | AEP W.O. MON POWER | AGGREGATE | AEP | 1666104445 | NHICKSVI | 69 KV | T1 | LOAD
47330703 | AEP W.O. MON POWER | AGGREGATE | AEP | 1666104449 | NHICKSVI | 69 KV | T2 | LOAD
47330703 | AEP W.O. MON POWER | AGGREGATE | AEP | 2156109012 | NHOPEDAL | 69 KV | HARRISON | LOAD
47330703 | AEP W.O. MON POWER | AGGREGATE | AEP | 32412131 | NIAGARA2 | 12 KV | LOAD | LOAD
47330703 | AEP W.O. MON POWER | AGGREGATE | AEP | 32412135 | NICKERSO | 138 KV | T1 | LOAD
47330703 | AEP W.O. MON POWER | AGGREGATE | AEP | 32412137 | NILESIM | 69 KV | T1 | LOAD
47330703 | AEP W.O. MON POWER | AGGREGATE | AEP | 32412139 | NILESIM | 69 KV | T2 | LOAD
47330703 | AEP W.O. MON POWER | AGGREGATE | AEP | 2156110818 | NITRO | 69 KV | LOAD | LOAD
47330703 | AEP W.O. MON POWER | AGGREGATE | AEP | 1666104444 | NKALIDA | 69 KV | KALIDA | LOAD
47330703 | AEP W.O. MON POWER | AGGREGATE | AEP | 1666104467 | NLEIPSSW | 69 KV | NLEIPSIC | LOAD
47330703 | AEP W.O. MON POWER | AGGREGATE | AEP | 1666104481 | NMIDDLEP | 69 KV | T1 | LOAD
47330703 | AEP W.O. MON POWER | AGGREGATE | AEP | 32412143 | NMUSKING | 138 KV | T1 | LOAD
47330703 | AEP W.O. MON POWER | AGGREGATE | AEP | 1348254774 | NNEWARK | 138 KV | T5 | LOAD
47330703 | AEP W.O. MON POWER | AGGREGATE | AEP | 1666103464 | NOBLE | 69 KV | T1 | LOAD
47330703 | AEP W.O. MON POWER | AGGREGATE | AEP | 32412151 | NORTHLAN | 138 KV | T1 | LOAD
47330703 | AEP W.O. MON POWER | AGGREGATE | AEP | 61482251 | NORTHLAN | 138 KV | T2 | LOAD
47330703 | AEP W.O. MON POWER | AGGREGATE | AEP | 32412153 | NOTREDAM | 138 KV | T1 | LOAD
47330703 | AEP W.O. MON POWER | AGGREGATE | AEP | 32412155 | NOTREDAM | 138 KV | T2 | LOAD
47330703 | AEP W.O. MON POWER | AGGREGATE | AEP | 32412157 | NPOINTE | 138 KV | T1 | LOAD
47330703 | AEP W.O. MON POWER | AGGREGATE | AEP | 2156113302 | NPORTLAN | 69 KV | T2 | LOAD
47330703 | AEP W.O. MON POWER | AGGREGATE | AEP | 1356153176 | NPROCTO2 | 138 KV | T3 | LOAD
47330703 | AEP W.O. MON POWER | AGGREGATE | AEP | 1666104488 | NSPENCER | 69 KV | T1 | LOAD
47330703 | AEP W.O. MON POWER | AGGREGATE | AEP | 1369000718 | NUTTALL | 138 KV | T1 | LOAD
47330703 | AEP W.O. MON POWER | AGGREGATE | AEP | 1666104495 | NVANWERT | 69 KV | VAN | LOAD
47330703 | AEP W.O. MON POWER | AGGREGATE | AEP | 1305121728 | NWALDO | 69 KV | T2 | LOAD
47330703 | AEP W.O. MON POWER | AGGREGATE | AEP | 2156110173 | NWASHNTN | 69 KV | LOAD | LOAD
47330703 | AEP W.O. MON POWER | AGGREGATE | AEP | 32412165 | NWELLSVL | 69 KV | T1 | LOAD
47330703 | AEP W.O. MON POWER | AGGREGATE | AEP | 2156110179 | NWILLARD | 69 KV | LOAD | LOAD
47330703 | AEP W.O. MON POWER | AGGREGATE | AEP | 32412167 | NWLIMA | 138 KV | T1 | LOAD
47330703 | AEP W.O. MON POWER | AGGREGATE | AEP | 32412171 | NZANESVI | 138 KV | T1 | LOAD
47330703 | AEP W.O. MON POWER | AGGREGATE | AEP | 32412173 | OAKHILL | 69 KV | T1 | LOAD
47330703 | AEP W.O. MON POWER | AGGREGATE | AEP | 32412175 | OAKLEVEL | 138 KV | T1 | LOAD
47330703 | AEP W.O. MON POWER | AGGREGATE | AEP | 2156112835 | OAKWOODR | 69 KV | T1 | LOAD
47330703 | AEP W.O. MON POWER | AGGREGATE | AEP | 38367849 | OBETZ | 138 KV | XT1 | LOAD
47330703 | AEP W.O. MON POWER | AGGREGATE | AEP | 1132285189 | OHIOCENT | 69 KV | LOAD | LOAD
47330703 | AEP W.O. MON POWER | AGGREGATE | AEP | 1348254187 | OLIVE | 12 KV | T4 | LOAD
47330703 | AEP W.O. MON POWER | AGGREGATE | AEP | 1356152569 | OLIVE | 138 KV | T5 | LOAD
47330703 | AEP W.O. MON POWER | AGGREGATE | AEP | 32412187 | OLIVEHIL | 69 KV | T1 | LOAD
47330703 | AEP W.O. MON POWER | AGGREGATE | AEP | 32412189 | OLIVEHIL | 69 KV | T2 | LOAD
47330703 | AEP W.O. MON POWER | AGGREGATE | AEP | 1338421080 | OLIVERPL | 138 KV | T1 | LOAD
47330703 | AEP W.O. MON POWER | AGGREGATE | AEP | 2156112747 | ONEIDASW | 69 KV | COLFOR | LOAD
47330703 | AEP W.O. MON POWER | AGGREGATE | AEP | 32412191 | ONTWA | 138 KV | T1T2 | LOAD
47330703 | AEP W.O. MON POWER | AGGREGATE | AEP | 32412197 | ORDNANCE | 138 KV | T2 | LOAD
47330703 | AEP W.O. MON POWER | AGGREGATE | AEP | 32412199 | ORDNANCE | 138 KV | T3 | LOAD
47330703 | AEP W.O. MON POWER | AGGREGATE | AEP | 32412201 | OREBANK | 138 KV | T1 | LOAD
47330703 | AEP W.O. MON POWER | AGGREGATE | AEP | 32412203 | OREBANK | 138 KV | T2 | LOAD
47330703 | AEP W.O. MON POWER | AGGREGATE | AEP | 32412207 | ORTIN | 138 KV | T1 | LOAD
47330703 | AEP W.O. MON POWER | AGGREGATE | AEP | 32412209 | OSOLO | 138 KV | T2 | LOAD
47330703 | AEP W.O. MON POWER | AGGREGATE | AEP | 32412211 | OSOLO | 138 KV | T3 | LOAD
47330703 | AEP W.O. MON POWER | AGGREGATE | AEP | 32412213 | OSOLO | 34 KV | EXCELTAP | LOAD
47330703 | AEP W.O. MON POWER | AGGREGATE | AEP | 1775813113 | OSSIAN | 69 KV | T1 | LOAD
47330703 | AEP W.O. MON POWER | AGGREGATE | AEP | 32412215 | OSU | 138 KV | T1 | LOAD
47330703 | AEP W.O. MON POWER | AGGREGATE | AEP | 32412217 | OSU | 138 KV | T2 | LOAD
47330703 | AEP W.O. MON POWER | AGGREGATE | AEP | 51519917 | OSU | 138 KV | T3 | LOAD
47330703 | AEP W.O. MON POWER | AGGREGATE | AEP | 1067161378 | OSU | 138 KV | T4 | LOAD
47330703 | AEP W.O. MON POWER | AGGREGATE | AEP | 1666104484 | OTTOVILL | 69 KV | T1 | LOAD
47330703 | AEP W.O. MON POWER | AGGREGATE | AEP | 1666104485 | OTTOVILL | 69 KV | T2 | LOAD
47330703 | AEP W.O. MON POWER | AGGREGATE | AEP | 98369933 | OUTERBEL | 138 KV | METAL | LOAD
47330703 | AEP W.O. MON POWER | AGGREGATE | AEP | 2156112791 | OWENSDRI | 69 KV | T1 | LOAD
47330703 | AEP W.O. MON POWER | AGGREGATE | AEP | 40243251 | PACKARD2 | 138 KV | T1 LOAD | LOAD
47330703 | AEP W.O. MON POWER | AGGREGATE | AEP | 1248984091 | PANDARD | 138 KV | CARROLL | LOAD
47330703 | AEP W.O. MON POWER | AGGREGATE | AEP | 1666104476 | PANDORA | 69 KV | T1 | LOAD
47330703 | AEP W.O. MON POWER | AGGREGATE | AEP | 32412225 | PANHANDL | 69 KV | T1 | LOAD
47330703 | AEP W.O. MON POWER | AGGREGATE | AEP | 32412227 | PARKHILL | 138 KV | T1 | LOAD
47330703 | AEP W.O. MON POWER | AGGREGATE | AEP | 32412229 | PATRIOT | 138 KV | T1 | LOAD
47330703 | AEP W.O. MON POWER | AGGREGATE | AEP | 98369935 | PATRIOTC | 138 KV | T1 | LOAD
47330703 | AEP W.O. MON POWER | AGGREGATE | AEP | 1666104451 | PAULDING | 69 KV | T1 | LOAD
47330703 | AEP W.O. MON POWER | AGGREGATE | AEP | 1666104504 | PAYNE | 69 KV | T1 | LOAD
47330703 | AEP W.O. MON POWER | AGGREGATE | AEP | 32412231 | PEAKCREE | 138 KV | T1 | LOAD
47330703 | AEP W.O. MON POWER | AGGREGATE | AEP | 32412233 | PEAKCREE | 138 KV | T2 | LOAD
47330703 | AEP W.O. MON POWER | AGGREGATE | AEP | 2156111859 | PEAKLAND | 69 KV | T1 | LOAD
47330703 | AEP W.O. MON POWER | AGGREGATE | AEP | 1218905363 | PEAKSVIE | 34 KV | LOAD1 | LOAD
47330703 | AEP W.O. MON POWER | AGGREGATE | AEP | 1439645859 | PEDRO | 69 KV | SUPERIOR | LOAD
47330703 | AEP W.O. MON POWER | AGGREGATE | AEP | 2156112694 | PEKIN | 69 KV | T2 | LOAD
47330703 | AEP W.O. MON POWER | AGGREGATE | AEP | 32412237 | PEMBERT2 | 138 KV | T1 | LOAD
47330703 | AEP W.O. MON POWER | AGGREGATE | AEP | 32412239 | PENHOOK | 138 KV | T1 | LOAD
47330703 | AEP W.O. MON POWER | AGGREGATE | AEP | 32412241 | PENNVILL | 138 KV | T3 | LOAD
47330703 | AEP W.O. MON POWER | AGGREGATE | AEP | 2156111883 | PERCH | 138 KV | T1 | LOAD
47330703 | AEP W.O. MON POWER | AGGREGATE | AEP | 2156111891 | PERKINSP | 69 KV | T1 | LOAD
47330703 | AEP W.O. MON POWER | AGGREGATE | AEP | 1305122043 | PETERSBG | 69 KV | PETECOOP | LOAD
47330703 | AEP W.O. MON POWER | AGGREGATE | AEP | 32412243 | PETERSCS | 69 KV | T1 | LOAD
47330703 | AEP W.O. MON POWER | AGGREGATE | AEP | 32412245 | PETERSMO | 138 KV | T1 | LOAD
47330703 | AEP W.O. MON POWER | AGGREGATE | AEP | 1388602895 | PETTIT2 | 69 KV | T1 | LOAD
47330703 | AEP W.O. MON POWER | AGGREGATE | AEP | 1248984099 | PEVLER | 69 KV | PEVLMINE | LOAD
47330703 | AEP W.O. MON POWER | AGGREGATE | AEP | 1666103462 | PHILIPS | 69 KV | PHIL | LOAD
47330703 | AEP W.O. MON POWER | AGGREGATE | AEP | 32412247 | PICKERI2 | 138 KV | T1 | LOAD
47330703 | AEP W.O. MON POWER | AGGREGATE | AEP | 32412249 | PIGEONCR | 138 KV | T1 | LOAD
47330703 | AEP W.O. MON POWER | AGGREGATE | AEP | 32412251 | PIGEONCR | 138 KV | T2 | LOAD
47330703 | AEP W.O. MON POWER | AGGREGATE | AEP | 32412253 | PIGEONRI | 69 KV | T1 | LOAD
47330703 | AEP W.O. MON POWER | AGGREGATE | AEP | 1084383446 | PIKEVILL | 69 KV | T1-LOAD | LOAD
47330703 | AEP W.O. MON POWER | AGGREGATE | AEP | 32412255 | PINECREE | 138 KV | T1 | LOAD
47330703 | AEP W.O. MON POWER | AGGREGATE | AEP | 2156109329 | PINERIGE | 69 KV | T1 | LOAD
47330703 | AEP W.O. MON POWER | AGGREGATE | AEP | 32412257 | PINEROAD | 138 KV | T1 | LOAD
47330703 | AEP W.O. MON POWER | AGGREGATE | AEP | 32412261 | PINNACLE | 138 KV | T1A | LOAD
47330703 | AEP W.O. MON POWER | AGGREGATE | AEP | 112586013 | PIPECREE | 138 KV | T1 | LOAD
47330703 | AEP W.O. MON POWER | AGGREGATE | AEP | 32412265 | PIPERSGA | 138 KV | T1 | LOAD
47330703 | AEP W.O. MON POWER | AGGREGATE | AEP | 32412267 | PIPERSGA | 138 KV | T2 | LOAD
47330703 | AEP W.O. MON POWER | AGGREGATE | AEP | 32412271 | PITTSPLA | 138 KV | T1 | LOAD
47330703 | AEP W.O. MON POWER | AGGREGATE | AEP | 32412273 | PITTSPLA | 138 KV | T2 | LOAD
47330703 | AEP W.O. MON POWER | AGGREGATE | AEP | 2156110816 | PLANTRD | 69 KV | LOAD | LOAD
47330703 | AEP W.O. MON POWER | AGGREGATE | AEP | 1775813076 | PLEASNIM | 69 KV | T1 | LOAD
47330703 | AEP W.O. MON POWER | AGGREGATE | AEP | 2156110844 | PLEASNTS | 69 KV | T1 | LOAD
47330703 | AEP W.O. MON POWER | AGGREGATE | AEP | 2156110845 | PLEASNTS | 69 KV | T2 | LOAD
47330703 | AEP W.O. MON POWER | AGGREGATE | AEP | 32412275 | POAGESMI | 138 KV | T1 | LOAD
47330703 | AEP W.O. MON POWER | AGGREGATE | AEP | 1123171288 | POINTLIC | 138 KV | PATRIOT | LOAD
47330703 | AEP W.O. MON POWER | AGGREGATE | AEP | 32412277 | POKAGON | 69 KV | BARRETTP | LOAD
47330703 | AEP W.O. MON POWER | AGGREGATE | AEP | 32412279 | POKAGON | 69 KV | T3 | LOAD
47330703 | AEP W.O. MON POWER | AGGREGATE | AEP | 32412281 | POLARIS | 138 KV | T1 | LOAD
47330703 | AEP W.O. MON POWER | AGGREGATE | AEP | 40243239 | POLARIS | 138 KV | T2 | LOAD
47330703 | AEP W.O. MON POWER | AGGREGATE | AEP | 98369937 | POLEYARD | 138 KV | POLEYARD | LOAD
47330703 | AEP W.O. MON POWER | AGGREGATE | AEP | 1248984100 | POLO | 138 KV | POLO_LD | LOAD
47330703 | AEP W.O. MON POWER | AGGREGATE | AEP | 1067161416 | POLYMER | 138 KV | ARMSTRNG | LOAD
47330703 | AEP W.O. MON POWER | AGGREGATE | AEP | 2156110168 | POLYMER | 138 KV | T1 | LOAD
47330703 | AEP W.O. MON POWER | AGGREGATE | AEP | 1356152716 | PORTLND2 | 69 KV | T1 | LOAD
47330703 | AEP W.O. MON POWER | AGGREGATE | AEP | 1356152717 | PORTLND2 | 69 KV | T2 | LOAD
47330703 | AEP W.O. MON POWER | AGGREGATE | AEP | 2156113015 | POUND | 69 KV | T1 | LOAD
47330703 | AEP W.O. MON POWER | AGGREGATE | AEP | 2156113074 | POUND | 69 KV | T2 | LOAD
47330703 | AEP W.O. MON POWER | AGGREGATE | AEP | 32412289 | POWELSON | 138 KV | T1 | LOAD
47330703 | AEP W.O. MON POWER | AGGREGATE | AEP | 1666104499 | PPANTWER | 69 KV | T1 | LOAD
47330703 | AEP W.O. MON POWER | AGGREGATE | AEP | 32412295 | PRESTONS | 46 KV | T1 | LOAD
47330703 | AEP W.O. MON POWER | AGGREGATE | AEP | 1775813087 | PRICEIM | 69 KV | T1 | LOAD
47330703 | AEP W.O. MON POWER | AGGREGATE | AEP | 32412299 | PRINCESS | 69 KV | T1 | LOAD
47330703 | AEP W.O. MON POWER | AGGREGATE | AEP | 2156108950 | PRINCESS | 69 KV | T2 | LOAD
47330703 | AEP W.O. MON POWER | AGGREGATE | AEP | 63381273 | PROGRESS | 138 KV | T1 | LOAD
47330703 | AEP W.O. MON POWER | AGGREGATE | AEP | 65732129 | PROGRESS | 138 KV | XT2 LOAD | LOAD
47330703 | AEP W.O. MON POWER | AGGREGATE | AEP | 32412301 | PROMWAY | 138 KV | T1 | LOAD
47330703 | AEP W.O. MON POWER | AGGREGATE | AEP | 1666103444 | PROSSER | 69 KV | MILLEN | LOAD
47330703 | AEP W.O. MON POWER | AGGREGATE | AEP | 1348253928 | PUTNAMVI | 69 KV | T1 | LOAD
47330703 | AEP W.O. MON POWER | AGGREGATE | AEP | 1218905952 | PXBRANCH | 138 KV | T1 | LOAD
47330703 | AEP W.O. MON POWER | AGGREGATE | AEP | 1218905951 | PXBRANCH | 138 KV | T2 | LOAD
47330703 | AEP W.O. MON POWER | AGGREGATE | AEP | 2156109561 | QUINNAEP | 69 KV | T1 | LOAD
47330703 | AEP W.O. MON POWER | AGGREGATE | AEP | 1869179350 | QUINWOOD | 69 KV | LEIVASY | LOAD
47330703 | AEP W.O. MON POWER | AGGREGATE | AEP | 2155501898 | QUINWOOD | 69 KV | T3 | LOAD
47330703 | AEP W.O. MON POWER | AGGREGATE | AEP | 40243261 | RABER | 138 KV | T1 LOAD | LOAD
47330703 | AEP W.O. MON POWER | AGGREGATE | AEP | 2156110163 | RACCOON | 138 KV | T1 | LOAD
47330703 | AEP W.O. MON POWER | AGGREGATE | AEP | 32412311 | RAGLAND | 138 KV | T1 | LOAD
47330703 | AEP W.O. MON POWER | AGGREGATE | AEP | 2156109017 | RAIDERSW | 69 KV | MARATHON | LOAD
47330703 | AEP W.O. MON POWER | AGGREGATE | AEP | 1775812890 | RANDOLPH | 12 KV | TR1 | LOAD
47330703 | AEP W.O. MON POWER | AGGREGATE | AEP | 32412315 | RANDOLPH | 138 KV | T2 | LOAD
47330703 | AEP W.O. MON POWER | AGGREGATE | AEP | 2156108964 | RANNELL | 69 KV | CUMBERLD | LOAD
47330703 | AEP W.O. MON POWER | AGGREGATE | AEP | 32412317 | RAVEN | 69 KV | T1 | LOAD
47330703 | AEP W.O. MON POWER | AGGREGATE | AEP | 32412319 | RAVENSWO | 69 KV | T1 | LOAD
47330703 | AEP W.O. MON POWER | AGGREGATE | AEP | 2156111830 | RAY | 69 KV | T1 | LOAD
47330703 | AEP W.O. MON POWER | AGGREGATE | AEP | 2156111828 | RAY | 69 KV | T2 | LOAD
47330703 | AEP W.O. MON POWER | AGGREGATE | AEP | 2156108972 | REAVER | 138 KV | T4 | LOAD
47330703 | AEP W.O. MON POWER | AGGREGATE | AEP | 38367925 | REDHILL | 115 KV | REDH_AEP | LOAD
47330703 | AEP W.O. MON POWER | AGGREGATE | AEP | 32412323 | REDWARRI | 138 KV | T1 | LOAD
47330703 | AEP W.O. MON POWER | AGGREGATE | AEP | 1388602470 | REDWOOD | 138 KV | T1 | LOAD
47330703 | AEP W.O. MON POWER | AGGREGATE | AEP | 32412325 | REED | 138 KV | T1 | LOAD
47330703 | AEP W.O. MON POWER | AGGREGATE | AEP | 32412327 | REEDURBA | 138 KV | T1 | LOAD
47330703 | AEP W.O. MON POWER | AGGREGATE | AEP | 32412329 | REEDURBA | 138 KV | T2 | LOAD
47330703 | AEP W.O. MON POWER | AGGREGATE | AEP | 2156113079 | REEDY | 69 KV | T1 | LOAD
47330703 | AEP W.O. MON POWER | AGGREGATE | AEP | 1666102636 | REEDYCRE | 69 KV | T2 | LOAD
47330703 | AEP W.O. MON POWER | AGGREGATE | AEP | 106856775 | REFORM | 138 KV | REFORM1 | LOAD
47330703 | AEP W.O. MON POWER | AGGREGATE | AEP | 106856777 | REFORM | 138 KV | REFORM2 | LOAD
47330703 | AEP W.O. MON POWER | AGGREGATE | AEP | 32412333 | RENSFORD | 138 KV | T1 | LOAD
47330703 | AEP W.O. MON POWER | AGGREGATE | AEP | 32412335 | REPUBLIC | 138 KV | T1 | LOAD
47330703 | AEP W.O. MON POWER | AGGREGATE | AEP | 32412337 | REPUBLIC | 138 KV | T2 | LOAD
47330703 | AEP W.O. MON POWER | AGGREGATE | AEP | 32412339 | REPUBLIC | 138 KV | T3 | LOAD
47330703 | AEP W.O. MON POWER | AGGREGATE | AEP | 2156111807 | REUSENS | 138 KV | T7 | LOAD
47330703 | AEP W.O. MON POWER | AGGREGATE | AEP | 32412345 | REUSENS | 34 KV | BLACKWAT | LOAD
47330703 | AEP W.O. MON POWER | AGGREGATE | AEP | 32412347 | REUSENS | 34 KV | GLAMORGA | LOAD
47330703 | AEP W.O. MON POWER | AGGREGATE | AEP | 2156109024 | REXFRDSW | 69 KV | SUNOCO | LOAD
47330703 | AEP W.O. MON POWER | AGGREGATE | AEP | 2041958087 | RICHACRE | 69 KV | T1 | LOAD
47330703 | AEP W.O. MON POWER | AGGREGATE | AEP | 1123171334 | RICHLAND | 69 KV | LOAD | LOAD
47330703 | AEP W.O. MON POWER | AGGREGATE | AEP | 2156112416 | RICHLREM | 69 KV | RICHLNDS | LOAD
47330703 | AEP W.O. MON POWER | AGGREGATE | AEP | 32412355 | RICHMOND | 69 KV | T1 | LOAD
47330703 | AEP W.O. MON POWER | AGGREGATE | AEP | 1218905940 | RICKERMA | 138 KV | LOAD | LOAD
47330703 | AEP W.O. MON POWER | AGGREGATE | AEP | 2156110484 | RIDGELY | 138 KV | T1 | LOAD
47330703 | AEP W.O. MON POWER | AGGREGATE | AEP | 32412357 | RIDGEWAY | 138 KV | T1 | LOAD
47330703 | AEP W.O. MON POWER | AGGREGATE | AEP | 1869179349 | RIGGS | 138 KV | T1 | LOAD
47330703 | AEP W.O. MON POWER | AGGREGATE | AEP | 32412365 | RIO | 138 KV | T1 | LOAD
47330703 | AEP W.O. MON POWER | AGGREGATE | AEP | 1666104063 | RIO | 138 KV | T2 | LOAD
47330703 | AEP W.O. MON POWER | AGGREGATE | AEP | 32412367 | RIPLEY | 69 KV | T1 | LOAD
47330703 | AEP W.O. MON POWER | AGGREGATE | AEP | 32412369 | RIPLEY | 69 KV | T2 | LOAD
47330703 | AEP W.O. MON POWER | AGGREGATE | AEP | 2156110825 | RIPPLE | 69 KV | T1 | LOAD
47330703 | AEP W.O. MON POWER | AGGREGATE | AEP | 1552831317 | RISNGSUN | 138 KV | NCEC | LOAD
47330703 | AEP W.O. MON POWER | AGGREGATE | AEP | 2156110149 | RIVERPRT | 138 KV | AIRPD1 | LOAD
47330703 | AEP W.O. MON POWER | AGGREGATE | AEP | 2156110148 | RIVERPRT | 138 KV | AIRPD2 | LOAD
47330703 | AEP W.O. MON POWER | AGGREGATE | AEP | 32412371 | RIVERSIM | 138 KV | T1 | LOAD
47330703 | AEP W.O. MON POWER | AGGREGATE | AEP | 32412375 | RIVERSIM | 138 KV | T7 | LOAD
47330703 | AEP W.O. MON POWER | AGGREGATE | AEP | 32412377 | RIVERVIL | 138 KV | T1 | LOAD
47330703 | AEP W.O. MON POWER | AGGREGATE | AEP | 32412379 | RIVERVIL | 138 KV | T2 | LOAD
47330703 | AEP W.O. MON POWER | AGGREGATE | AEP | 32412381 | RIVERVIL | 138 KV | T3 | LOAD
47330703 | AEP W.O. MON POWER | AGGREGATE | AEP | 1218905965 | RIVERVW | 69 KV | T1 | LOAD
47330703 | AEP W.O. MON POWER | AGGREGATE | AEP | 1218905966 | RIVERVW | 69 KV | T2 | LOAD
47330703 | AEP W.O. MON POWER | AGGREGATE | AEP | 32412383 | ROANELST | 138 KV | T1 | LOAD
47330703 | AEP W.O. MON POWER | AGGREGATE | AEP | 32412385 | ROANELST | 138 KV | T2 | LOAD
47330703 | AEP W.O. MON POWER | AGGREGATE | AEP | 32412389 | ROANOKE | 138 KV | T2 | LOAD
47330703 | AEP W.O. MON POWER | AGGREGATE | AEP | 32412393 | ROBERTS2 | 13 KV | T3 | LOAD
47330703 | AEP W.O. MON POWER | AGGREGATE | AEP | 32412395 | ROBERTS2 | 13 KV | T4 | LOAD
47330703 | AEP W.O. MON POWER | AGGREGATE | AEP | 2156112913 | ROBERTSV | 69 KV | T1 | LOAD
47330703 | AEP W.O. MON POWER | AGGREGATE | AEP | 1165471714 | ROBISONP | 138 KV | T3LOAD | LOAD
47330703 | AEP W.O. MON POWER | AGGREGATE | AEP | 32412397 | ROBISONP | 138 KV | T6 | LOAD
47330703 | AEP W.O. MON POWER | AGGREGATE | AEP | 32412401 | ROBISONP | 34 KV | PARNELL | LOAD
47330703 | AEP W.O. MON POWER | AGGREGATE | AEP | 2156108966 | ROBYVILL | 69 KV | T1 | LOAD
47330703 | AEP W.O. MON POWER | AGGREGATE | AEP | 2156108965 | ROBYVILL | 69 KV | T2 | LOAD
47330703 | AEP W.O. MON POWER | AGGREGATE | AEP | 32412407 | ROCKCAST | 138 KV | T1 | LOAD
47330703 | AEP W.O. MON POWER | AGGREGATE | AEP | 32412409 | ROCKCREE | 138 KV | T1 | LOAD
47330703 | AEP W.O. MON POWER | AGGREGATE | AEP | 32412411 | ROCKHILL | 138 KV | T4 | LOAD
47330703 | AEP W.O. MON POWER | AGGREGATE | AEP | 32412413 | ROCKHILL | 34 KV | BLUELICK | LOAD
47330703 | AEP W.O. MON POWER | AGGREGATE | AEP | 32412415 | ROCKHILL | 34 KV | DANACORP | LOAD
47330703 | AEP W.O. MON POWER | AGGREGATE | AEP | 32412417 | ROCKHILL | 34 KV | ELIZABET | LOAD
47330703 | AEP W.O. MON POWER | AGGREGATE | AEP | 32412419 | ROCKHILL | 34 KV | JONESCTY | LOAD
47330703 | AEP W.O. MON POWER | AGGREGATE | AEP | 32412421 | ROCKHILL | 34 KV | LOAD | LOAD
47330703 | AEP W.O. MON POWER | AGGREGATE | AEP | 32412425 | ROCKHILL | 34 KV | NEUBRECH | LOAD
47330703 | AEP W.O. MON POWER | AGGREGATE | AEP | 32412427 | ROCKHILL | 34 KV | ROBBAVEN | LOAD
47330703 | AEP W.O. MON POWER | AGGREGATE | AEP | 32412431 | ROCKPOR2 | 34 KV | LOAD | LOAD
47330703 | AEP W.O. MON POWER | AGGREGATE | AEP | 32412435 | RONCEVER | 138 KV | T1T3T5 | LOAD
47330703 | AEP W.O. MON POWER | AGGREGATE | AEP | 32416401 | ROOSEVEL | 13 KV | LOAD | LOAD
47330703 | AEP W.O. MON POWER | AGGREGATE | AEP | 32412437 | ROSEHILL | 138 KV | T1 | LOAD
47330703 | AEP W.O. MON POWER | AGGREGATE | AEP | 1348254841 | ROSS | 138 KV | TR1 | LOAD
47330703 | AEP W.O. MON POWER | AGGREGATE | AEP | 1348254842 | ROSS | 138 KV | TR2 | LOAD
47330703 | AEP W.O. MON POWER | AGGREGATE | AEP | 135388717 | ROTHERWD | 34.5 KV | T2 | LOAD
47330703 | AEP W.O. MON POWER | AGGREGATE | AEP | 1666104473 | ROUSE | 138 KV | WASHNGTN | LOAD
47330703 | AEP W.O. MON POWER | AGGREGATE | AEP | 32412449 | ROYERTON | 138 KV | T1 | LOAD
47330703 | AEP W.O. MON POWER | AGGREGATE | AEP | 53048721 | ROZELLE | 138 KV | T1 | LOAD
47330703 | AEP W.O. MON POWER | AGGREGATE | AEP | 32412453 | RUMCREEK | 138 KV | T1 | LOAD
47330703 | AEP W.O. MON POWER | AGGREGATE | AEP | 32412455 | RURALRET | 138 KV | T1 | LOAD
47330703 | AEP W.O. MON POWER | AGGREGATE | AEP | 32412457 | RUSSEL | 69 KV | T1 | LOAD
47330703 | AEP W.O. MON POWER | AGGREGATE | AEP | 32412459 | RUSTBURG | 138 KV | T1 | LOAD
47330703 | AEP W.O. MON POWER | AGGREGATE | AEP | 32412461 | RUTH | 138 KV | T1 | LOAD
47330703 | AEP W.O. MON POWER | AGGREGATE | AEP | 32412463 | RUTLAND | 138 KV | T1 | LOAD
47330703 | AEP W.O. MON POWER | AGGREGATE | AEP | 1379257596 | RUTLAND | 138 KV | T2 | LOAD
47330703 | AEP W.O. MON POWER | AGGREGATE | AEP | 1388602471 | SABINGDN | 138 KV | T1 | LOAD
47330703 | AEP W.O. MON POWER | AGGREGATE | AEP | 32412465 | SALISBRY | 46 KV | T1 | LOAD
47330703 | AEP W.O. MON POWER | AGGREGATE | AEP | 1348255112 | SALTFORK | 69 KV | SALT | LOAD
47330703 | AEP W.O. MON POWER | AGGREGATE | AEP | 32412473 | SALTVILL | 138 KV | T2 | LOAD
47330703 | AEP W.O. MON POWER | AGGREGATE | AEP | 32412475 | SALTVILL | 138 KV | T5 | LOAD
47330703 | AEP W.O. MON POWER | AGGREGATE | AEP | 2156112873 | SALTVILL | 34.5 KV | DISTLOAD | LOAD
47330703 | AEP W.O. MON POWER | AGGREGATE | AEP | 2156112758 | SALTVILL | 69 KV | MOBILE | LOAD
47330703 | AEP W.O. MON POWER | AGGREGATE | AEP | 1084384000 | SANDERSO | 138 KV | WEBSTER | LOAD
47330703 | AEP W.O. MON POWER | AGGREGATE | AEP | 32416403 | SANDERSO | 34 KV | DUMMYTIE | LOAD
47330703 | AEP W.O. MON POWER | AGGREGATE | AEP | 2156112625 | SANDYVAL | 69 KV | T1 | LOAD
47330703 | AEP W.O. MON POWER | AGGREGATE | AEP | 2156110156 | SARDINIA | 138 KV | T1 | LOAD
47330703 | AEP W.O. MON POWER | AGGREGATE | AEP | 93353447 | SATURN | 138 KV | INDIANCR | LOAD
47330703 | AEP W.O. MON POWER | AGGREGATE | AEP | 1218905503 | SATURN | 138 KV | XFR1 | LOAD
47330703 | AEP W.O. MON POWER | AGGREGATE | AEP | 76427723 | SAUKTR | 138 KV | TR1 | LOAD
47330703 | AEP W.O. MON POWER | AGGREGATE | AEP | 2156112757 | SAVANNAH | 69 KV | T1 | LOAD
47330703 | AEP W.O. MON POWER | AGGREGATE | AEP | 2156112969 | SAVANNAH | 69 KV | T3 | LOAD
47330703 | AEP W.O. MON POWER | AGGREGATE | AEP | 2156112707 | SAVANNAH | 69 KV | T4 | LOAD
47330703 | AEP W.O. MON POWER | AGGREGATE | AEP | 32412477 | SAWMILL | 138 KV | T1 | LOAD
47330703 | AEP W.O. MON POWER | AGGREGATE | AEP | 32412479 | SAWMILL | 138 KV | T2 | LOAD
47330703 | AEP W.O. MON POWER | AGGREGATE | AEP | 32412481 | SAWMILL | 138 KV | T3 | LOAD
47330703 | AEP W.O. MON POWER | AGGREGATE | AEP | 67719571 | SAWMILL | 138 KV | T4 | LOAD
47330703 | AEP W.O. MON POWER | AGGREGATE | AEP | 32412483 | SBALTIMO | 138 KV | T1 | LOAD
47330703 | AEP W.O. MON POWER | AGGREGATE | AEP | 2156108963 | SBELMONT | 69 KV | SBELMONT | LOAD
47330703 | AEP W.O. MON POWER | AGGREGATE | AEP | 1338420981 | SBENDAEP | 138 KV | T4 | LOAD
47330703 | AEP W.O. MON POWER | AGGREGATE | AEP | 2155501912 | SBENDAEP | 34 KV | T5 | LOAD
47330703 | AEP W.O. MON POWER | AGGREGATE | AEP | 2156111843 | SBENTON | 69 KV | T1 | LOAD
47330703 | AEP W.O. MON POWER | AGGREGATE | AEP | 1775813078 | SBERNE | 69 KV | T1 | LOAD
47330703 | AEP W.O. MON POWER | AGGREGATE | AEP | 1218905511 | SBERWICK | 69 KV | CAREY | LOAD
47330703 | AEP W.O. MON POWER | AGGREGATE | AEP | 32412487 | SBLOOMIN | 138 KV | T1 | LOAD
47330703 | AEP W.O. MON POWER | AGGREGATE | AEP | 32412489 | SBLUEFIE | 138 KV | T1 | LOAD
47330703 | AEP W.O. MON POWER | AGGREGATE | AEP | 83734347 | SBUFFALO | 12 KV | T1 | LOAD
47330703 | AEP W.O. MON POWER | AGGREGATE | AEP | 83734349 | SBUFFALO | 12 KV | T2 | LOAD
47330703 | AEP W.O. MON POWER | AGGREGATE | AEP | 83734343 | SBUFFALO | 34.5 KV | T3 | LOAD
47330703 | AEP W.O. MON POWER | AGGREGATE | AEP | 83734345 | SBUFFALO | 34.5 KV | T4 | LOAD
47330703 | AEP W.O. MON POWER | AGGREGATE | AEP | 32412499 | SBUTLER | 345 KV | T2 | LOAD
47330703 | AEP W.O. MON POWER | AGGREGATE | AEP | 32412501 | SBUTLER | 345 KV | T3 | LOAD
47330703 | AEP W.O. MON POWER | AGGREGATE | AEP | 1207065657 | SCADIZ | 69 KV | LOAD1 | LOAD
47330703 | AEP W.O. MON POWER | AGGREGATE | AEP | 32412505 | SCALCUTT | 69 KV | CALCUTTA | LOAD
47330703 | AEP W.O. MON POWER | AGGREGATE | AEP | 2156109325 | SCAMBRID | 69 KV | T1 | LOAD
47330703 | AEP W.O. MON POWER | AGGREGATE | AEP | 2156109324 | SCAMBRID | 69 KV | T2 | LOAD
47330703 | AEP W.O. MON POWER | AGGREGATE | AEP | 2156109326 | SCAMBRID | 69 KV | T3 | LOAD
47330703 | AEP W.O. MON POWER | AGGREGATE | AEP | 32412507 | SCANTON2 | 138 KV | T2 | LOAD
47330703 | AEP W.O. MON POWER | AGGREGATE | AEP | 32412509 | SCENTRAL | 138 KV | T1 | LOAD
47330703 | AEP W.O. MON POWER | AGGREGATE | AEP | 2156112803 | SCENTRAL | 138 KV | T2 | LOAD
47330703 | AEP W.O. MON POWER | AGGREGATE | AEP | 2156112796 | SCENTRAL | 138 KV | T3 | LOAD
47330703 | AEP W.O. MON POWER | AGGREGATE | AEP | 2156108974 | SCHOENBR | 69 KV | T1 | LOAD
47330703 | AEP W.O. MON POWER | AGGREGATE | AEP | 1107281938 | SCHOOLCR | 69 KV | LOAD | LOAD
47330703 | AEP W.O. MON POWER | AGGREGATE | AEP | 32412515 | SCHRISTI | 138 KV | T2 | LOAD
47330703 | AEP W.O. MON POWER | AGGREGATE | AEP | 32412517 | SCIOTOTR | 138 KV | T2 | LOAD
47330703 | AEP W.O. MON POWER | AGGREGATE | AEP | 32412521 | SCIOTOVI | 69 KV | T1 | LOAD
47330703 | AEP W.O. MON POWER | AGGREGATE | AEP | 32412527 | SCOSHOCT | 138 KV | T1 | LOAD
47330703 | AEP W.O. MON POWER | AGGREGATE | AEP | 1132285388 | SCOSHOCT | 138 KV | T4 | LOAD
47330703 | AEP W.O. MON POWER | AGGREGATE | AEP | 1132285386 | SCOSHOCT | 69 KV | LOAD | LOAD
47330703 | AEP W.O. MON POWER | AGGREGATE | AEP | 32412533 | SCOTTSVI | 138 KV | T1T2 | LOAD
47330703 | AEP W.O. MON POWER | AGGREGATE | AEP | 32412535 | SCOTTSVI | 138 KV | T5 | LOAD
47330703 | AEP W.O. MON POWER | AGGREGATE | AEP | 1348254870 | SCUMBERL | 34 KV | CALDWELL | LOAD
47330703 | AEP W.O. MON POWER | AGGREGATE | AEP | 1207065676 | SCUMBERL | 69 KV | LOAD1 | LOAD
47330703 | AEP W.O. MON POWER | AGGREGATE | AEP | 1775813111 | SDECATUR | 69 KV | T1 | LOAD
47330703 | AEP W.O. MON POWER | AGGREGATE | AEP | 1775813112 | SDECATUR | 69 KV | T2 | LOAD
47330703 | AEP W.O. MON POWER | AGGREGATE | AEP | 1666104487 | SDELPHOS | 69 KV | T1 | LOAD
47330703 | AEP W.O. MON POWER | AGGREGATE | AEP | 32412545 | SEAMAN | 69 KV | T1 | LOAD
47330703 | AEP W.O. MON POWER | AGGREGATE | AEP | 1775813081 | SEILER | 69 KV | SEILER | LOAD
47330703 | AEP W.O. MON POWER | AGGREGATE | AEP | 32412547 | SELMAPAR | 138 KV | T1 | LOAD
47330703 | AEP W.O. MON POWER | AGGREGATE | AEP | 32412551 | SELWOOD | 138 KV | T2 | LOAD
47330703 | AEP W.O. MON POWER | AGGREGATE | AEP | 32412553 | SEVENTHS | 69 KV | T1 | LOAD
47330703 | AEP W.O. MON POWER | AGGREGATE | AEP | 32412555 | SEVENTHS | 69 KV | T2 | LOAD
47330703 | AEP W.O. MON POWER | AGGREGATE | AEP | 135388719 | SEWAGEPL | 34.5 KV | T2 | LOAD
47330703 | AEP W.O. MON POWER | AGGREGATE | AEP | 98369939 | SHACKMIL | 138 KV | CONSOLCO | LOAD
47330703 | AEP W.O. MON POWER | AGGREGATE | AEP | 32412557 | SHAMROCK | 69 KV | ENGLE | LOAD
47330703 | AEP W.O. MON POWER | AGGREGATE | AEP | 32412559 | SHAMROCK | 69 KV | T1 | LOAD
47330703 | AEP W.O. MON POWER | AGGREGATE | AEP | 1218905553 | SHANNON | 138 KV | TR2 | LOAD
47330703 | AEP W.O. MON POWER | AGGREGATE | AEP | 1218905937 | SHANNON2 | 138 KV | SC_COOP | LOAD
47330703 | AEP W.O. MON POWER | AGGREGATE | AEP | 1218905936 | SHANNON2 | 138 KV | T1 | LOAD
47330703 | AEP W.O. MON POWER | AGGREGATE | AEP | 32412563 | SHARPLES | 138 KV | DTCC | LOAD
47330703 | AEP W.O. MON POWER | AGGREGATE | AEP | 32412567 | SHAWNEER | 138 KV | T1 | LOAD
47330703 | AEP W.O. MON POWER | AGGREGATE | AEP | 1666104126 | SHAWNEER | 34 KV | XF2 | LOAD
47330703 | AEP W.O. MON POWER | AGGREGATE | AEP | 32412571 | SHAWSVIL | 138 KV | T1 | LOAD
47330703 | AEP W.O. MON POWER | AGGREGATE | AEP | 32412573 | SHEFFIEL | 138 KV | T1 | LOAD
47330703 | AEP W.O. MON POWER | AGGREGATE | AEP | 1132285414 | SHELBYOP | 138 KV | T2 | LOAD
47330703 | AEP W.O. MON POWER | AGGREGATE | AEP | 32412577 | SHELLOIL | 138 KV | T1 | LOAD
47330703 | AEP W.O. MON POWER | AGGREGATE | AEP | 32412579 | SHELLOIL | 138 KV | T2 | LOAD
47330703 | AEP W.O. MON POWER | AGGREGATE | AEP | 2156108968 | SHEPHERT | 69 KV | T1 | LOAD
47330703 | AEP W.O. MON POWER | AGGREGATE | AEP | 2156111899 | SHINNICK | 69 KV | T1 | LOAD
47330703 | AEP W.O. MON POWER | AGGREGATE | AEP | 1439644388 | SHOALS | 138 KV | T1 | LOAD
47330703 | AEP W.O. MON POWER | AGGREGATE | AEP | 32412583 | SHORTHIL | 138 KV | T1 | LOAD
47330703 | AEP W.O. MON POWER | AGGREGATE | AEP | 32412585 | SHORTHIL | 138 KV | T2 | LOAD
47330703 | AEP W.O. MON POWER | AGGREGATE | AEP | 1207066053 | SHREVE | 69 KV | LOAD1 | LOAD
47330703 | AEP W.O. MON POWER | AGGREGATE | AEP | 1207066054 | SHREVE | 69 KV | LOAD2 | LOAD
47330703 | AEP W.O. MON POWER | AGGREGATE | AEP | 2155501913 | SILVERLK | 138 KV | T2 | LOAD
47330703 | AEP W.O. MON POWER | AGGREGATE | AEP | 2155501914 | SILVERLK | 138 KV | T3 | LOAD
47330703 | AEP W.O. MON POWER | AGGREGATE | AEP | 32412587 | SINKINGS | 138 KV | T1 | LOAD
47330703 | AEP W.O. MON POWER | AGGREGATE | AEP | 32412589 | SISSON | 138 KV | T1 | LOAD
47330703 | AEP W.O. MON POWER | AGGREGATE | AEP | 1218905572 | SKEGGSBR | 69 KV | LOADSS | LOAD
47330703 | AEP W.O. MON POWER | AGGREGATE | AEP | 1218905573 | SKENTON | 69 KV | LOAD 1 | LOAD
47330703 | AEP W.O. MON POWER | AGGREGATE | AEP | 32412597 | SKIMMER | 69 KV | T3 | LOAD
47330703 | AEP W.O. MON POWER | AGGREGATE | AEP | 32412599 | SKINNERL | 138 KV | T1 | LOAD
47330703 | AEP W.O. MON POWER | AGGREGATE | AEP | 1666104482 | SKOSSUTH | 69 KV | KOSSUTH | LOAD
47330703 | AEP W.O. MON POWER | AGGREGATE | AEP | 32412601 | SLANCAST | 138 KV | T1 | LOAD
47330703 | AEP W.O. MON POWER | AGGREGATE | AEP | 32412603 | SLANCAST | 138 KV | T2 | LOAD
47330703 | AEP W.O. MON POWER | AGGREGATE | AEP | 32412605 | SLATE | 69 KV | T1 | LOAD
47330703 | AEP W.O. MON POWER | AGGREGATE | AEP | 32412607 | SLUCASVI | 138 KV | T1 | LOAD
47330703 | AEP W.O. MON POWER | AGGREGATE | AEP | 32412609 | SLYNCHBU | 138 KV | T2 | LOAD
47330703 | AEP W.O. MON POWER | AGGREGATE | AEP | 32412611 | SLYNCHBU | 138 KV | T3 | LOAD
47330703 | AEP W.O. MON POWER | AGGREGATE | AEP | 32412619 | SLYNCHBU | 34 KV | GETAP | LOAD
47330703 | AEP W.O. MON POWER | AGGREGATE | AEP | 32412615 | SLYNCHBU | 69 KV | LAWYERS | LOAD
47330703 | AEP W.O. MON POWER | AGGREGATE | AEP | 2156112850 | SMALVERN | 69 KV | MALVERN | LOAD
47330703 | AEP W.O. MON POWER | AGGREGATE | AEP | 32412621 | SMILLERS | 138 KV | T1 | LOAD
47330703 | AEP W.O. MON POWER | AGGREGATE | AEP | 32412623 | SMITHERS | 46 KV | T1 | LOAD
47330703 | AEP W.O. MON POWER | AGGREGATE | AEP | 32412625 | SMITHMOU | 138 KV | T6 | LOAD
47330703 | AEP W.O. MON POWER | AGGREGATE | AEP | 2156111783 | SMORRAL | 69 KV | RIDGE | LOAD
47330703 | AEP W.O. MON POWER | AGGREGATE | AEP | 2156111794 | SMORRAL | 69 KV | T1 | LOAD
47330703 | AEP W.O. MON POWER | AGGREGATE | AEP | 32412627 | SMYTH | 138 KV | T1 | LOAD
47330703 | AEP W.O. MON POWER | AGGREGATE | AEP | 32412629 | SMYTH | 138 KV | T2 | LOAD
47330703 | AEP W.O. MON POWER | AGGREGATE | AEP | 32412631 | SNEAL | 69 KV | T1 | LOAD
47330703 | AEP W.O. MON POWER | AGGREGATE | AEP | 32412633 | SNEAL | 69 KV | T2 | LOAD
47330703 | AEP W.O. MON POWER | AGGREGATE | AEP | 32412635 | SODUS | 138 KV | T1 | LOAD
47330703 | AEP W.O. MON POWER | AGGREGATE | AEP | 93353449 | SOFTSHEL | 138 KV | T1 | LOAD
47330703 | AEP W.O. MON POWER | AGGREGATE | AEP | 2041958117 | SOLITE | 69 KV | T1 | LOAD
47330703 | AEP W.O. MON POWER | AGGREGATE | AEP | 1439645862 | SOLIVESW | 138 KV | SOLIVE | LOAD
47330703 | AEP W.O. MON POWER | AGGREGATE | AEP | 2156108953 | SOMERTON | 69 KV | SOMERTON | LOAD
47330703 | AEP W.O. MON POWER | AGGREGATE | AEP | 1369001029 | SORENSON | 138 KV | T4 | LOAD
47330703 | AEP W.O. MON POWER | AGGREGATE | AEP | 32412639 | SOURWOOD | 138 KV | T1 | LOAD
47330703 | AEP W.O. MON POWER | AGGREGATE | AEP | 32413151 | SOUTHERL | 69 KV | A | LOAD
47330703 | AEP W.O. MON POWER | AGGREGATE | AEP | 1107282007 | SOUTHHAV | 69 KV | LOAD1 | LOAD
47330703 | AEP W.O. MON POWER | AGGREGATE | AEP | 1107282008 | SOUTHHAV | 69 KV | LOAD2 | LOAD
47330703 | AEP W.O. MON POWER | AGGREGATE | AEP | 1388602783 | SOUTHHAV | 69 KV | T4 | LOAD
47330703 | AEP W.O. MON POWER | AGGREGATE | AEP | 123900943 | SOUTHRID | 138 KV | T-12KV | LOAD
47330703 | AEP W.O. MON POWER | AGGREGATE | AEP | 2156109013 | SPARROW | 69 KV | MARKWEST | LOAD
47330703 | AEP W.O. MON POWER | AGGREGATE | AEP | 2156112646 | SPARTASW | 69 KV | MARATHON | LOAD
47330703 | AEP W.O. MON POWER | AGGREGATE | AEP | 32412643 | SPEEDWAY | 138 KV | T1 | LOAD
47330703 | AEP W.O. MON POWER | AGGREGATE | AEP | 2156108983 | SPEIDEL | 69 KV | HANNACOL | LOAD
47330703 | AEP W.O. MON POWER | AGGREGATE | AEP | 1084383671 | SPIKEVIL | 69 KV | T1-LOAD | LOAD
47330703 | AEP W.O. MON POWER | AGGREGATE | AEP | 32412649 | SPOINT | 138 KV | T2 | LOAD
47330703 | AEP W.O. MON POWER | AGGREGATE | AEP | 32412653 | SPOINT | 138 KV | T6 | LOAD
47330703 | AEP W.O. MON POWER | AGGREGATE | AEP | 2156110833 | SPOINT | 34.5 KV | LOAD | LOAD
47330703 | AEP W.O. MON POWER | AGGREGATE | AEP | 32412661 | SPRIGG | 138 KV | T1 | LOAD
47330703 | AEP W.O. MON POWER | AGGREGATE | AEP | 32412665 | SPRIGG | 138 KV | T5 | LOAD
47330703 | AEP W.O. MON POWER | AGGREGATE | AEP | 32412667 | SPRINCET | 138 KV | T1 | LOAD
47330703 | AEP W.O. MON POWER | AGGREGATE | AEP | 32412669 | SPRINCET | 138 KV | T2 | LOAD
47330703 | AEP W.O. MON POWER | AGGREGATE | AEP | 32412671 | SPRINGCR | 138 KV | T1 | LOAD
47330703 | AEP W.O. MON POWER | AGGREGATE | AEP | 32412673 | SPRINGCR | 138 KV | T2 | LOAD
47330703 | AEP W.O. MON POWER | AGGREGATE | AEP | 32412675 | SPYRUN | 138 KV | T1 | LOAD
47330703 | AEP W.O. MON POWER | AGGREGATE | AEP | 1379256959 | SPYRUN | 138 KV | T4 | LOAD
47330703 | AEP W.O. MON POWER | AGGREGATE | AEP | 1775812927 | SPYRUN | 138 KV | T5 | LOAD
47330703 | AEP W.O. MON POWER | AGGREGATE | AEP | 32412677 | SPYRUN | 34 KV | FULTONIM | LOAD
47330703 | AEP W.O. MON POWER | AGGREGATE | AEP | 32412679 | SPYRUN | 34 KV | SPYRUN34 | LOAD
47330703 | AEP W.O. MON POWER | AGGREGATE | AEP | 1666104450 | SRICESW | 69 KV | CONT | LOAD
47330703 | AEP W.O. MON POWER | AGGREGATE | AEP | 32412681 | SSIDE | 138 KV | T1 | LOAD
47330703 | AEP W.O. MON POWER | AGGREGATE | AEP | 32412683 | STALBANS | 138 KV | T1 | LOAD
47330703 | AEP W.O. MON POWER | AGGREGATE | AEP | 2156112960 | STANLEYC | 69 KV | REPUBLIC | LOAD
47330703 | AEP W.O. MON POWER | AGGREGATE | AEP | 2156112857 | STANLEYC | 69 KV | T2 | LOAD
47330703 | AEP W.O. MON POWER | AGGREGATE | AEP | 2041958096 | STANLYTN | 69 KV | T1 | LOAD
47330703 | AEP W.O. MON POWER | AGGREGATE | AEP | 1552830481 | STANVILL | 138 KV | T1 | LOAD
47330703 | AEP W.O. MON POWER | AGGREGATE | AEP | 1552830482 | STANVILL | 138 KV | T2 | LOAD
47330703 | AEP W.O. MON POWER | AGGREGATE | AEP | 32412685 | STARKEY | 138 KV | T1 | LOAD
47330703 | AEP W.O. MON POWER | AGGREGATE | AEP | 61482255 | STARKEY | 138 KV | T2 | LOAD
47330703 | AEP W.O. MON POWER | AGGREGATE | AEP | 32412687 | STATEOPC | 69 KV | T1 | LOAD
47330703 | AEP W.O. MON POWER | AGGREGATE | AEP | 32412689 | STATESTR | 138 KV | T1 | LOAD
47330703 | AEP W.O. MON POWER | AGGREGATE | AEP | 32412691 | STCLAIR2 | 138 KV | T2 | LOAD
47330703 | AEP W.O. MON POWER | AGGREGATE | AEP | 32412693 | STCLAIR2 | 138 KV | T3 | LOAD
47330703 | AEP W.O. MON POWER | AGGREGATE | AEP | 32412695 | STCLAIRA | 69 KV | T1 | LOAD
47330703 | AEP W.O. MON POWER | AGGREGATE | AEP | 2156108967 | STCLAIRS | 69 KV | T1 | LOAD
47330703 | AEP W.O. MON POWER | AGGREGATE | AEP | 1132285487 | STEAMTOW | 138 KV | T1 | LOAD
47330703 | AEP W.O. MON POWER | AGGREGATE | AEP | 1165471906 | STEAMTOW | 138 KV | T2 | LOAD
47330703 | AEP W.O. MON POWER | AGGREGATE | AEP | 1165471907 | STEAMTOW | 138 KV | T3 | LOAD
47330703 | AEP W.O. MON POWER | AGGREGATE | AEP | 1348254902 | STEAMTOW | 138 KV | T4 | LOAD
47330703 | AEP W.O. MON POWER | AGGREGATE | AEP | 32412699 | STELZER | 138 KV | T2 | LOAD
47330703 | AEP W.O. MON POWER | AGGREGATE | AEP | 2156109320 | STERLING | 138 KV | T3 | LOAD
47330703 | AEP W.O. MON POWER | AGGREGATE | AEP | 2156109319 | STERLING | 138 KV | T4 | LOAD
47330703 | AEP W.O. MON POWER | AGGREGATE | AEP | 65732131 | STEUBENV | 69 KV | LOAD1 | LOAD
47330703 | AEP W.O. MON POWER | AGGREGATE | AEP | 1338421078 | STEVENSV | 69 KV | T1 | LOAD
47330703 | AEP W.O. MON POWER | AGGREGATE | AEP | 1338421077 | STEVENSV | 69 KV | T2 | LOAD
47330703 | AEP W.O. MON POWER | AGGREGATE | AEP | 32412711 | STGEORG | 69 KV | T1 | LOAD
47330703 | AEP W.O. MON POWER | AGGREGATE | AEP | 76427725 | STIMKEN | 138 KV | LD1 | LOAD
47330703 | AEP W.O. MON POWER | AGGREGATE | AEP | 76427727 | STIMKEN | 138 KV | LD2 | LOAD
47330703 | AEP W.O. MON POWER | AGGREGATE | AEP | 76427729 | STIMKEN | 138 KV | LD3 | LOAD
47330703 | AEP W.O. MON POWER | AGGREGATE | AEP | 76427731 | STIMKEN | 138 KV | LD4 | LOAD
47330703 | AEP W.O. MON POWER | AGGREGATE | AEP | 1356152719 | STINGER | 138 KV | T1 | LOAD
47330703 | AEP W.O. MON POWER | AGGREGATE | AEP | 1292906347 | STINNETT | 161 KV | T1 LOAD | LOAD
47330703 | AEP W.O. MON POWER | AGGREGATE | AEP | 1292906348 | STINNETT | 161 KV | T2 LOAD | LOAD
47330703 | AEP W.O. MON POWER | AGGREGATE | AEP | 1666103435 | STJOETAP | 69 KV | T1 | LOAD
47330703 | AEP W.O. MON POWER | AGGREGATE | AEP | 32412721 | STOCKTO2 | 138 KV | T1 | LOAD
47330703 | AEP W.O. MON POWER | AGGREGATE | AEP | 32412723 | STONE | 138 KV | T1 | LOAD
47330703 | AEP W.O. MON POWER | AGGREGATE | AEP | 32412725 | STONEBRA | 138 KV | LX1 | LOAD
47330703 | AEP W.O. MON POWER | AGGREGATE | AEP | 32412727 | STONEBRA | 138 KV | LX2 | LOAD
47330703 | AEP W.O. MON POWER | AGGREGATE | AEP | 1379256965 | STONELAK | 69 KV | T1 | LOAD
47330703 | AEP W.O. MON POWER | AGGREGATE | AEP | 32412729 | STONELAK | 69 KV | T2 | LOAD
47330703 | AEP W.O. MON POWER | AGGREGATE | AEP | 1379257889 | STONESTR | 69 KV | T2 | LOAD
47330703 | AEP W.O. MON POWER | AGGREGATE | AEP | 1379257892 | STONESTR | 69 KV | T3 | LOAD
47330703 | AEP W.O. MON POWER | AGGREGATE | AEP | 32412737 | STORONT2 | 69 KV | EUCLITAP | LOAD
47330703 | AEP W.O. MON POWER | AGGREGATE | AEP | 32412741 | STOTESBU | 138 KV | T1 | LOAD
47330703 | AEP W.O. MON POWER | AGGREGATE | AEP | 67719573 | STRABURG | 138 KV | T1LOAD | LOAD
47330703 | AEP W.O. MON POWER | AGGREGATE | AEP | 32412743 | STRATTON | 69 KV | T1 | LOAD
47330703 | AEP W.O. MON POWER | AGGREGATE | AEP | 2156110462 | STRAWBOA | 69 KV | T1 | LOAD
47330703 | AEP W.O. MON POWER | AGGREGATE | AEP | 32412745 | STROUDSR | 138 KV | T1 | LOAD
47330703 | AEP W.O. MON POWER | AGGREGATE | AEP | 32412747 | STROUDSR | 138 KV | T2 | LOAD
47330703 | AEP W.O. MON POWER | AGGREGATE | AEP | 2041958113 | STUARTAP | 69 KV | T1 | LOAD
47330703 | AEP W.O. MON POWER | AGGREGATE | AEP | 2041958111 | STUARTAP | 69 KV | T2 | LOAD
47330703 | AEP W.O. MON POWER | AGGREGATE | AEP | 32412749 | STUBYROA | 69 KV | T1 | LOAD
47330703 | AEP W.O. MON POWER | AGGREGATE | AEP | 32412751 | STUDEBAK | 138 KV | T1 | LOAD
47330703 | AEP W.O. MON POWER | AGGREGATE | AEP | 32412753 | STUDEBAK | 138 KV | T3 | LOAD
47330703 | AEP W.O. MON POWER | AGGREGATE | AEP | 57967545 | STUDEBAK | 138 KV | T4 | LOAD
47330703 | AEP W.O. MON POWER | AGGREGATE | AEP | 1107282076 | STULLRUN | 138 KV | CONSOL | LOAD
47330703 | AEP W.O. MON POWER | AGGREGATE | AEP | 2156111801 | SUGARCRT | 138 KV | T1 | LOAD
47330703 | AEP W.O. MON POWER | AGGREGATE | AEP | 2156111788 | SUGARCRT | 69 KV | T2 | LOAD
47330703 | AEP W.O. MON POWER | AGGREGATE | AEP | 32412763 | SULLGARD | 138 KV | T1 | LOAD
47330703 | AEP W.O. MON POWER | AGGREGATE | AEP | 32412769 | SULPHURS | 138 KV | T1 | LOAD
47330703 | AEP W.O. MON POWER | AGGREGATE | AEP | 1379257897 | SUMAC | 138 KV | T4 | LOAD
47330703 | AEP W.O. MON POWER | AGGREGATE | AEP | 1379257898 | SUMAC | 138 KV | T5 | LOAD
47330703 | AEP W.O. MON POWER | AGGREGATE | AEP | 2156108955 | SUMMERFI | 69 KV | SUMMERFI | LOAD
47330703 | AEP W.O. MON POWER | AGGREGATE | AEP | 2156108999 | SUMMERHI | 69 KV | T1 | LOAD
47330703 | AEP W.O. MON POWER | AGGREGATE | AEP | 32412773 | SUMMIT | 138 KV | T1 | LOAD
47330703 | AEP W.O. MON POWER | AGGREGATE | AEP | 32412775 | SUMMIT | 138 KV | T2 | LOAD
47330703 | AEP W.O. MON POWER | AGGREGATE | AEP | 2156112788 | SUMMITVI | 69 KV | T1 | LOAD
47330703 | AEP W.O. MON POWER | AGGREGATE | AEP | 32412777 | SUNBURY2 | 138 KV | T1 | LOAD
47330703 | AEP W.O. MON POWER | AGGREGATE | AEP | 1666104493 | SUNDAY | 138 KV | TRIMBLE | LOAD
47330703 | AEP W.O. MON POWER | AGGREGATE | AEP | 32412779 | SUNDIAL | 138 KV | T1 | LOAD
47330703 | AEP W.O. MON POWER | AGGREGATE | AEP | 32412781 | SUNNYSOP | 138 KV | T4 | LOAD
47330703 | AEP W.O. MON POWER | AGGREGATE | AEP | 32412783 | SUNNYSOP | 138 KV | T5 | LOAD
47330703 | AEP W.O. MON POWER | AGGREGATE | AEP | 32412785 | SUNNYSOP | 138 KV | T6 | LOAD
47330703 | AEP W.O. MON POWER | AGGREGATE | AEP | 2156112823 | SUNNYSOP | 69 KV | SHERRICK | LOAD
47330703 | AEP W.O. MON POWER | AGGREGATE | AEP | 1067161702 | SUNSCAPE | 138 KV | XT1 | LOAD
47330703 | AEP W.O. MON POWER | AGGREGATE | AEP | 1666104506 | SVANWERT | 69 KV | T1 | LOAD
47330703 | AEP W.O. MON POWER | AGGREGATE | AEP | 1666104505 | SVANWERT | 69 KV | T2 | LOAD
47330703 | AEP W.O. MON POWER | AGGREGATE | AEP | 32412787 | SWANSON | 69 KV | T1 | LOAD
47330703 | AEP W.O. MON POWER | AGGREGATE | AEP | 32412789 | SWANSON | 69 KV | T2 | LOAD
47330703 | AEP W.O. MON POWER | AGGREGATE | AEP | 32412791 | SWITCHBA | 138 KV | T2 | LOAD
47330703 | AEP W.O. MON POWER | AGGREGATE | AEP | 32412793 | SWITZER | 138 KV | T1 | LOAD
47330703 | AEP W.O. MON POWER | AGGREGATE | AEP | 32412795 | TACKETTC | 138 KV | T1 | LOAD
47330703 | AEP W.O. MON POWER | AGGREGATE | AEP | 2156109895 | TAMSMOUN | 138 KV | T2 | LOAD
47330703 | AEP W.O. MON POWER | AGGREGATE | AEP | 32412799 | TANKHILL | 138 KV | T1 | LOAD
47330703 | AEP W.O. MON POWER | AGGREGATE | AEP | 2156110815 | TANKHILL | 138 KV | T2 | LOAD
47330703 | AEP W.O. MON POWER | AGGREGATE | AEP | 32412801 | TAYLOR2 | 138 KV | T1 | LOAD
47330703 | AEP W.O. MON POWER | AGGREGATE | AEP | 32412803 | TAZEWELL | 138 KV | T1 | LOAD
47330703 | AEP W.O. MON POWER | AGGREGATE | AEP | 32412805 | TAZEWELL | 138 KV | T3 | LOAD
47330703 | AEP W.O. MON POWER | AGGREGATE | AEP | 32412807 | TEAYS | 69 KV | T1 | LOAD
47330703 | AEP W.O. MON POWER | AGGREGATE | AEP | 93353453 | TECHDRIV | 138 KV | XT1L | LOAD
47330703 | AEP W.O. MON POWER | AGGREGATE | AEP | 32412809 | TENNESSE | 138 KV | T1 | LOAD
47330703 | AEP W.O. MON POWER | AGGREGATE | AEP | 32412811 | TENNESSE | 138 KV | T2 | LOAD
47330703 | AEP W.O. MON POWER | AGGREGATE | AEP | 32412817 | TEXASBER | 138 KV | T1 | LOAD
47330703 | AEP W.O. MON POWER | AGGREGATE | AEP | 32412819 | TEXASBER | 138 KV | T2 | LOAD
47330703 | AEP W.O. MON POWER | AGGREGATE | AEP | 32412821 | TEXASEAS | 138 KV | T1 | LOAD
47330703 | AEP W.O. MON POWER | AGGREGATE | AEP | 32412823 | TEXASEAS | 138 KV | T2 | LOAD
47330703 | AEP W.O. MON POWER | AGGREGATE | AEP | 32412825 | THAYER | 138 KV | T1 | LOAD
47330703 | AEP W.O. MON POWER | AGGREGATE | AEP | 1123171599 | THAYER | 138 KV | T2 | LOAD
47330703 | AEP W.O. MON POWER | AGGREGATE | AEP | 2156112813 | THIRDSTR | 69 KV | T12 | LOAD
47330703 | AEP W.O. MON POWER | AGGREGATE | AEP | 32412829 | THORNTON | 138 KV | T1 | LOAD
47330703 | AEP W.O. MON POWER | AGGREGATE | AEP | 1207065866 | THORNTON | 138 KV | T2 | LOAD
47330703 | AEP W.O. MON POWER | AGGREGATE | AEP | 1248984095 | THORNWD | 138 KV | T1 | LOAD
47330703 | AEP W.O. MON POWER | AGGREGATE | AEP | 1379256636 | THOROFSS | 138 KV | BROADRUN | LOAD
47330703 | AEP W.O. MON POWER | AGGREGATE | AEP | 1379256638 | THOROFSS | 138 KV | COBB | LOAD
47330703 | AEP W.O. MON POWER | AGGREGATE | AEP | 1379256637 | THOROFSS | 138 KV | MORRISBR | LOAD
47330703 | AEP W.O. MON POWER | AGGREGATE | AEP | 1775812613 | THORPE | 138 KV | THORPE | LOAD
47330703 | AEP W.O. MON POWER | AGGREGATE | AEP | 32412831 | THREEOAK | 69 KV | T1 | LOAD
47330703 | AEP W.O. MON POWER | AGGREGATE | AEP | 65732133 | TIDD_AEP | 69 KV | LOAD1 | LOAD
47330703 | AEP W.O. MON POWER | AGGREGATE | AEP | 32412843 | TILLMAN | 138 KV | T1 | LOAD
47330703 | AEP W.O. MON POWER | AGGREGATE | AEP | 1775812467 | TILLMAN | 138 KV | T2 | LOAD
47330703 | AEP W.O. MON POWER | AGGREGATE | AEP | 1067161739 | TILTONS2 | 69 KV | LOAD | LOAD
47330703 | AEP W.O. MON POWER | AGGREGATE | AEP | 32412847 | TIMKEN | 138 KV | T1 | LOAD
47330703 | AEP W.O. MON POWER | AGGREGATE | AEP | 32412849 | TIMKEN | 138 KV | T2 | LOAD
47330703 | AEP W.O. MON POWER | AGGREGATE | AEP | 51519925 | TIMKEN | 138 KV | T4 | LOAD
47330703 | AEP W.O. MON POWER | AGGREGATE | AEP | 2156108947 | TOLER | 138 KV | DYNAMIC | LOAD
47330703 | AEP W.O. MON POWER | AGGREGATE | AEP | 32412853 | TOPMOST | 138 KV | T1 | LOAD
47330703 | AEP W.O. MON POWER | AGGREGATE | AEP | 32412859 | TORREY | 138 KV | T4 | LOAD
47330703 | AEP W.O. MON POWER | AGGREGATE | AEP | 1439644393 | TOWNCRK | 138 KV | T1 | LOAD
47330703 | AEP W.O. MON POWER | AGGREGATE | AEP | 32412863 | TRABUE | 138 KV | T1 | LOAD
47330703 | AEP W.O. MON POWER | AGGREGATE | AEP | 32412865 | TRABUE | 138 KV | T2 | LOAD
47330703 | AEP W.O. MON POWER | AGGREGATE | AEP | 32412867 | TRABUE | 138 KV | T3 | LOAD
47330703 | AEP W.O. MON POWER | AGGREGATE | AEP | 2156112110 | TRAILSW | 69 KV | T1 | LOAD
47330703 | AEP W.O. MON POWER | AGGREGATE | AEP | 1388602468 | TRAMMEL | 69 KV | T1LOAD | LOAD
47330703 | AEP W.O. MON POWER | AGGREGATE | AEP | 32412871 | TRENT | 138 KV | T1 | LOAD
47330703 | AEP W.O. MON POWER | AGGREGATE | AEP | 32412875 | TRIER | 138 KV | T1 | LOAD
47330703 | AEP W.O. MON POWER | AGGREGATE | AEP | 2156112520 | TRILAKES | 69 KV | SHRINER | LOAD
47330703 | AEP W.O. MON POWER | AGGREGATE | AEP | 2156112412 | TRILAKES | 69 KV | UMMEL | LOAD
47330703 | AEP W.O. MON POWER | AGGREGATE | AEP | 2156110150 | TRINTY | 69 KV | T2 | LOAD
47330703 | AEP W.O. MON POWER | AGGREGATE | AEP | 2155501903 | TRINTY | 69 KV | WHEATLND | LOAD
47330703 | AEP W.O. MON POWER | AGGREGATE | AEP | 32412877 | TURNER | 138 KV | T4 | LOAD
47330703 | AEP W.O. MON POWER | AGGREGATE | AEP | 32412881 | TURNER | 138 KV | T6 | LOAD
47330703 | AEP W.O. MON POWER | AGGREGATE | AEP | 1379257893 | TUSCANY | 138 KV | T1 | LOAD
47330703 | AEP W.O. MON POWER | AGGREGATE | AEP | 1379257894 | TUSCANY | 138 KV | T2 | LOAD
47330703 | AEP W.O. MON POWER | AGGREGATE | AEP | 2156110146 | TWELVEPO | 13 KV | AUX1 | LOAD
47330703 | AEP W.O. MON POWER | AGGREGATE | AEP | 2156110145 | TWELVEPO | 13 KV | AUX2 | LOAD
47330703 | AEP W.O. MON POWER | AGGREGATE | AEP | 1218906019 | TWENTYMI | 69 KV | LOAD1 | LOAD
47330703 | AEP W.O. MON POWER | AGGREGATE | AEP | 1097725880 | TWINBRAN | 138 KV | LOAD | LOAD
47330703 | AEP W.O. MON POWER | AGGREGATE | AEP | 2156111865 | UNCAPSW | 69 KV | UNCAPHER | LOAD
47330703 | AEP W.O. MON POWER | AGGREGATE | AEP | 32412885 | UNIONCA8 | 138 KV | LT1 | LOAD
47330703 | AEP W.O. MON POWER | AGGREGATE | AEP | 32412887 | UNIONCAM | 138 KV | T1 | LOAD
47330703 | AEP W.O. MON POWER | AGGREGATE | AEP | 32412889 | UNIONCAM | 138 KV | T2 | LOAD
47330703 | AEP W.O. MON POWER | AGGREGATE | AEP | 32412891 | UNIONCAM | 138 KV | T3 | LOAD
47330703 | AEP W.O. MON POWER | AGGREGATE | AEP | 32412893 | UNIONCAM | 138 KV | T4 | LOAD
47330703 | AEP W.O. MON POWER | AGGREGATE | AEP | 2156112749 | UNIONMSW | 69 KV | UNIONMFG | LOAD
47330703 | AEP W.O. MON POWER | AGGREGATE | AEP | 32412895 | UNIVERS2 | 69 KV | T1 | LOAD
47330703 | AEP W.O. MON POWER | AGGREGATE | AEP | 32412897 | UNIVERS2 | 69 KV | T2 | LOAD
47330703 | AEP W.O. MON POWER | AGGREGATE | AEP | 1775813067 | UPLAND | 69 KV | T1 | LOAD
47330703 | AEP W.O. MON POWER | AGGREGATE | AEP | 1218905960 | UPPERSAN | 69 KV | T4 | LOAD
47330703 | AEP W.O. MON POWER | AGGREGATE | AEP | 32412901 | URWNEWTN | 138 KV | T1 | LOAD
47330703 | AEP W.O. MON POWER | AGGREGATE | AEP | 2041958102 | USGYPSUM | 69 KV | WOODFIBR | LOAD
47330703 | AEP W.O. MON POWER | AGGREGATE | AEP | 32412903 | VALLEYGR | 138 KV | T1 | LOAD
47330703 | AEP W.O. MON POWER | AGGREGATE | AEP | 32412909 | VALLEYIM | 34 KV | GLENWTAP | LOAD
47330703 | AEP W.O. MON POWER | AGGREGATE | AEP | 1356152655 | VANBUREN | 12 KV | 12KV | LOAD
47330703 | AEP W.O. MON POWER | AGGREGATE | AEP | 32413155 | VANCEBUR | 138 KV | LOAD | LOAD
47330703 | AEP W.O. MON POWER | AGGREGATE | AEP | 32412915 | VANDALPM | 69 KV | T1 | LOAD
47330703 | AEP W.O. MON POWER | AGGREGATE | AEP | 1666104491 | VANWERT | 69 KV | T1 | LOAD
47330703 | AEP W.O. MON POWER | AGGREGATE | AEP | 1666104490 | VANWERT | 69 KV | T2 | LOAD
47330703 | AEP W.O. MON POWER | AGGREGATE | AEP | 2156110473 | VASSELL | 138 KV | T8 | LOAD
47330703 | AEP W.O. MON POWER | AGGREGATE | AEP | 2156112840 | VECTORSW | 69 KV | T1 | LOAD
47330703 | AEP W.O. MON POWER | AGGREGATE | AEP | 32412917 | VICCO | 138 KV | T1 | LOAD
47330703 | AEP W.O. MON POWER | AGGREGATE | AEP | 32412919 | VICKER | 138 KV | T1 | LOAD
47330703 | AEP W.O. MON POWER | AGGREGATE | AEP | 1439645861 | VIGO | 69 KV | T1 | LOAD
47330703 | AEP W.O. MON POWER | AGGREGATE | AEP | 32412921 | VINE | 138 KV | T1 | LOAD
47330703 | AEP W.O. MON POWER | AGGREGATE | AEP | 32412923 | VINE | 138 KV | T2 | LOAD
47330703 | AEP W.O. MON POWER | AGGREGATE | AEP | 32412925 | VINE | 138 KV | T3 | LOAD
47330703 | AEP W.O. MON POWER | AGGREGATE | AEP | 2156109562 | VINTAGE | 69 KV | T1 | LOAD
47330703 | AEP W.O. MON POWER | AGGREGATE | AEP | 32412927 | VINTON | 138 KV | T1 | LOAD
47330703 | AEP W.O. MON POWER | AGGREGATE | AEP | 32412929 | VINTON | 138 KV | T2 | LOAD
47330703 | AEP W.O. MON POWER | AGGREGATE | AEP | 1666103455 | VULCRAFT | 69 KV | T1 | LOAD
47330703 | AEP W.O. MON POWER | AGGREGATE | AEP | 1775813109 | WABASHAV | 69 KV | T1 | LOAD
47330703 | AEP W.O. MON POWER | AGGREGATE | AEP | 32412931 | WAGENHAL | 138 KV | T1 | LOAD
47330703 | AEP W.O. MON POWER | AGGREGATE | AEP | 2156112898 | WAGENHAL | 69 KV | MAHONING | LOAD
47330703 | AEP W.O. MON POWER | AGGREGATE | AEP | 2156112921 | WAGENHAL | 69 KV | WLOUISVI | LOAD
47330703 | AEP W.O. MON POWER | AGGREGATE | AEP | 2156111396 | WAKATOMI | 138 KV | T1 | LOAD
47330703 | AEP W.O. MON POWER | AGGREGATE | AEP | 32412937 | WAKEFIEL | 138 KV | T1 | LOAD
47330703 | AEP W.O. MON POWER | AGGREGATE | AEP | 2156111888 | WALDO | 69 KV | T1 | LOAD
47330703 | AEP W.O. MON POWER | AGGREGATE | AEP | 32412939 | WALKERFO | 69 KV | T1 | LOAD
47330703 | AEP W.O. MON POWER | AGGREGATE | AEP | 135388721 | WALLEN | 138 KV | LOAD XT3 | LOAD
47330703 | AEP W.O. MON POWER | AGGREGATE | AEP | 78711749 | WALLEN | 138 KV | LOAD XT4 | LOAD
47330703 | AEP W.O. MON POWER | AGGREGATE | AEP | 1183223688 | WALLEN | 34.5 KV | LOAD | LOAD
47330703 | AEP W.O. MON POWER | AGGREGATE | AEP | 1183223687 | WALLEN | 69 KV | WOODLND | LOAD
47330703 | AEP W.O. MON POWER | AGGREGATE | AEP | 2156111874 | WALLENDA | 69 KV | AMSDEN | LOAD
47330703 | AEP W.O. MON POWER | AGGREGATE | AEP | 1356153534 | WALLENDA | 69 KV | POET | LOAD
47330703 | AEP W.O. MON POWER | AGGREGATE | AEP | 32412943 | WALNUTAV | 69 KV | T1 | LOAD
47330703 | AEP W.O. MON POWER | AGGREGATE | AEP | 32412945 | WALNUTAV | 69 KV | T2 | LOAD
47330703 | AEP W.O. MON POWER | AGGREGATE | AEP | 1666104500 | WAPAKONE | 69 KV | CITYWAPA | LOAD
47330703 | AEP W.O. MON POWER | AGGREGATE | AEP | 1084383841 | WAREROAD | 138 KV | LOADT1 | LOAD
47330703 | AEP W.O. MON POWER | AGGREGATE | AEP | 106856779 | WARNERSS | 138 KV | ALLOYS | LOAD
47330703 | AEP W.O. MON POWER | AGGREGATE | AEP | 1775813089 | WARRENIM | 69 KV | T1 | LOAD
47330703 | AEP W.O. MON POWER | AGGREGATE | AEP | 1107282184 | WARTONHI | 138 KV | CONSOL | LOAD
47330703 | AEP W.O. MON POWER | AGGREGATE | AEP | 1107282185 | WARTONHI | 138 KV | MARKWEST | LOAD
47330703 | AEP W.O. MON POWER | AGGREGATE | AEP | 1318135487 | WARWOOD | 69 KV | T1 | LOAD
47330703 | AEP W.O. MON POWER | AGGREGATE | AEP | 1318135486 | WARWOOD | 69 KV | T2 | LOAD
47330703 | AEP W.O. MON POWER | AGGREGATE | AEP | 32412947 | WASENA | 69 KV | T1 | LOAD
47330703 | AEP W.O. MON POWER | AGGREGATE | AEP | 2155501897 | WASHING2 | 46 KV | T4 | LOAD
47330703 | AEP W.O. MON POWER | AGGREGATE | AEP | 2155501895 | WASHING2 | 46 KV | T5 | LOAD
47330703 | AEP W.O. MON POWER | AGGREGATE | AEP | 2155501893 | WASHING2 | 46 KV | T6 | LOAD
47330703 | AEP W.O. MON POWER | AGGREGATE | AEP | 2155501896 | WASHING2 | 46 KV | T7 | LOAD
47330703 | AEP W.O. MON POWER | AGGREGATE | AEP | 2156108982 | WATERTWR | 69 KV | OHVACOAL | LOAD
47330703 | AEP W.O. MON POWER | AGGREGATE | AEP | 32412965 | WAVERLY2 | 138 KV | T1 | LOAD
47330703 | AEP W.O. MON POWER | AGGREGATE | AEP | 1388603540 | WAVERLY2 | 138 KV | T3 | LOAD
47330703 | AEP W.O. MON POWER | AGGREGATE | AEP | 1388603541 | WAVERLY2 | 138 KV | T4 | LOAD
47330703 | AEP W.O. MON POWER | AGGREGATE | AEP | 32412969 | WAYNEDAL | 138 KV | T1 | LOAD
47330703 | AEP W.O. MON POWER | AGGREGATE | AEP | 1348254279 | WAYNEDAL | 138 KV | T2 | LOAD
47330703 | AEP W.O. MON POWER | AGGREGATE | AEP | 32412971 | WAYNETRA | 138 KV | T1 | LOAD
47330703 | AEP W.O. MON POWER | AGGREGATE | AEP | 32412973 | WAYVIEW | 138 KV | T1 | LOAD
47330703 | AEP W.O. MON POWER | AGGREGATE | AEP | 2156110154 | WBASHAN | 69 KV | T1 | LOAD
47330703 | AEP W.O. MON POWER | AGGREGATE | AEP | 2041957771 | WBASSETT | 34.5 KV | T2 | LOAD
47330703 | AEP W.O. MON POWER | AGGREGATE | AEP | 1356153527 | WBELLVIL | 69 KV | BELLVILE | LOAD
47330703 | AEP W.O. MON POWER | AGGREGATE | AEP | 2156108985 | WBYESVIL | 69 KV | T1 | LOAD
47330703 | AEP W.O. MON POWER | AGGREGATE | AEP | 2156108984 | WBYESVIL | 69 KV | T2 | LOAD
47330703 | AEP W.O. MON POWER | AGGREGATE | AEP | 32412981 | WCAMBRI2 | 138 KV | T1 | LOAD
47330703 | AEP W.O. MON POWER | AGGREGATE | AEP | 1067161815 | WCAMPUS | 138 KV | OSU7 LD | LOAD
47330703 | AEP W.O. MON POWER | AGGREGATE | AEP | 1067161816 | WCAMPUS | 138 KV | OSU8 LD | LOAD
47330703 | AEP W.O. MON POWER | AGGREGATE | AEP | 1067161817 | WCAMPUS | 138 KV | OSU9 LD | LOAD
47330703 | AEP W.O. MON POWER | AGGREGATE | AEP | 32412985 | WCANTON | 138 KV | T1 | LOAD
47330703 | AEP W.O. MON POWER | AGGREGATE | AEP | 32412989 | WCANTON | 138 KV | T3 | LOAD
47330703 | AEP W.O. MON POWER | AGGREGATE | AEP | 2156112834 | WCANTON | 69 KV | SPARE | LOAD
47330703 | AEP W.O. MON POWER | AGGREGATE | AEP | 2156112687 | WCANTON | 69 KV | STADIUMP | LOAD
47330703 | AEP W.O. MON POWER | AGGREGATE | AEP | 2156112826 | WCANTON | 69 KV | T4 | LOAD
47330703 | AEP W.O. MON POWER | AGGREGATE | AEP | 2156109559 | WCARROLL | 138 KV | T1 | LOAD
47330703 | AEP W.O. MON POWER | AGGREGATE | AEP | 1132285656 | WCOSHOCT | 69 KV | COSH | LOAD
47330703 | AEP W.O. MON POWER | AGGREGATE | AEP | 1268563033 | WEBERCTY | 69 KV | T1 | LOAD
47330703 | AEP W.O. MON POWER | AGGREGATE | AEP | 1218905831 | WEFOSTOR | 69 KV | LUNGLEY | LOAD
47330703 | AEP W.O. MON POWER | AGGREGATE | AEP | 32412997 | WELCH | 138 KV | T1 | LOAD
47330703 | AEP W.O. MON POWER | AGGREGATE | AEP | 2156112063 | WESDEL | 138 KV | T1LD | LOAD
47330703 | AEP W.O. MON POWER | AGGREGATE | AEP | 1067161826 | WESLEY | 138 KV | WESLEYLD | LOAD
47330703 | AEP W.O. MON POWER | AGGREGATE | AEP | 57967549 | WESTAR | 138 KV | LOAD1 | LOAD
47330703 | AEP W.O. MON POWER | AGGREGATE | AEP | 57967551 | WESTAR | 138 KV | LOAD2 | LOAD
47330703 | AEP W.O. MON POWER | AGGREGATE | AEP | 1268563034 | WESTGLOW | 138 KV | JAMESHAR | LOAD
47330703 | AEP W.O. MON POWER | AGGREGATE | AEP | 135388723 | WESTLAKE | 138 KV | T1 | LOAD
47330703 | AEP W.O. MON POWER | AGGREGATE | AEP | 135388725 | WESTLAKE | 138 KV | T2 | LOAD
47330703 | AEP W.O. MON POWER | AGGREGATE | AEP | 32413009 | WESTSTRE | 138 KV | T1 | LOAD
47330703 | AEP W.O. MON POWER | AGGREGATE | AEP | 32413011 | WHARTON | 138 KV | T1T2T3 | LOAD
47330703 | AEP W.O. MON POWER | AGGREGATE | AEP | 32413013 | WHEBRON | 138 KV | T1 | LOAD
47330703 | AEP W.O. MON POWER | AGGREGATE | AEP | 32413015 | WHEELERS | 69 KV | T1 | LOAD
47330703 | AEP W.O. MON POWER | AGGREGATE | AEP | 1183223759 | WHEELRST | 69 KV | LOAD1 | LOAD
47330703 | AEP W.O. MON POWER | AGGREGATE | AEP | 32413017 | WHEELSTE | 138 KV | T1 | LOAD
47330703 | AEP W.O. MON POWER | AGGREGATE | AEP | 1218905974 | WHETSTNE | 69 KV | CUST | LOAD
47330703 | AEP W.O. MON POWER | AGGREGATE | AEP | 1666104503 | WHICKSVI | 69 KV | T1 | LOAD
47330703 | AEP W.O. MON POWER | AGGREGATE | AEP | 32413021 | WHITEPIG | 69 KV | T1 | LOAD
47330703 | AEP W.O. MON POWER | AGGREGATE | AEP | 48934013 | WHITERD | 138 KV | T1 | LOAD
47330703 | AEP W.O. MON POWER | AGGREGATE | AEP | 112586017 | WHITESBG | 69 KV | T1 | LOAD
47330703 | AEP W.O. MON POWER | AGGREGATE | AEP | 112586019 | WHITESBG | 69 KV | T2 | LOAD
47330703 | AEP W.O. MON POWER | AGGREGATE | AEP | 32413023 | WHUNTING | 138 KV | T3 | LOAD
47330703 | AEP W.O. MON POWER | AGGREGATE | AEP | 2156113320 | WHUNTING | 138 KV | T4 | LOAD
47330703 | AEP W.O. MON POWER | AGGREGATE | AEP | 32413029 | WHUNTING | 34 KV | JOHNSONL | LOAD
47330703 | AEP W.O. MON POWER | AGGREGATE | AEP | 1084383896 | WILDCAT | 138 KV | LOAD | LOAD
47330703 | AEP W.O. MON POWER | AGGREGATE | AEP | 32413033 | WILDCREE | 138 KV | T1 | LOAD
47330703 | AEP W.O. MON POWER | AGGREGATE | AEP | 32413035 | WILKSVIL | 138 KV | T1 | LOAD
47330703 | AEP W.O. MON POWER | AGGREGATE | AEP | 2156110178 | WILLARD | 69 KV | GREENWIC | LOAD
47330703 | AEP W.O. MON POWER | AGGREGATE | AEP | 2156110177 | WILLARD | 69 KV | LOAD | LOAD
47330703 | AEP W.O. MON POWER | AGGREGATE | AEP | 32413037 | WILLISGA | 138 KV | T1 | LOAD
47330703 | AEP W.O. MON POWER | AGGREGATE | AEP | 2156108994 | WILLOWGR | 69 KV | T1 | LOAD
47330703 | AEP W.O. MON POWER | AGGREGATE | AEP | 32413039 | WILMINGT | 138 KV | T1 | LOAD
47330703 | AEP W.O. MON POWER | AGGREGATE | AEP | 32413041 | WILSONCS | 138 KV | T1 | LOAD
47330703 | AEP W.O. MON POWER | AGGREGATE | AEP | 32413043 | WILSONCS | 138 KV | T2 | LOAD
47330703 | AEP W.O. MON POWER | AGGREGATE | AEP | 32413045 | WILSONCS | 138 KV | T3 | LOAD
47330703 | AEP W.O. MON POWER | AGGREGATE | AEP | 98369945 | WINDFALL | 138 KV | T-1 | LOAD
47330703 | AEP W.O. MON POWER | AGGREGATE | AEP | 32413047 | WINDSOOP | 138 KV | T1 | LOAD
47330703 | AEP W.O. MON POWER | AGGREGATE | AEP | 2156112198 | WINESBUR | 69 KV | T1 | LOAD
47330703 | AEP W.O. MON POWER | AGGREGATE | AEP | 32413051 | WKINGSPO | 138 KV | T3 | LOAD
47330703 | AEP W.O. MON POWER | AGGREGATE | AEP | 32413053 | WLANCAST | 138 KV | T1 | LOAD
47330703 | AEP W.O. MON POWER | AGGREGATE | AEP | 32413055 | WLANCAST | 138 KV | T2 | LOAD
47330703 | AEP W.O. MON POWER | AGGREGATE | AEP | 32413057 | WLIBERTY | 138 KV | T1 | LOAD
47330703 | AEP W.O. MON POWER | AGGREGATE | AEP | 1305121964 | WLIMA | 138 KV | LIMAREF1 | LOAD
47330703 | AEP W.O. MON POWER | AGGREGATE | AEP | 1305121963 | WLIMA | 138 KV | LIMAREF2 | LOAD
47330703 | AEP W.O. MON POWER | AGGREGATE | AEP | 32413059 | WLIMA | 138 KV | T1 | LOAD
47330703 | AEP W.O. MON POWER | AGGREGATE | AEP | 32413061 | WLIMA | 138 KV | T2 | LOAD
47330703 | AEP W.O. MON POWER | AGGREGATE | AEP | 32413063 | WMILBURG | 138 KV | T1 | LOAD
47330703 | AEP W.O. MON POWER | AGGREGATE | AEP | 1084383915 | WMILBURG | 138 KV | T3 | LOAD
47330703 | AEP W.O. MON POWER | AGGREGATE | AEP | 1207066026 | WMILBURG | 69 KV | LOAD1 | LOAD
47330703 | AEP W.O. MON POWER | AGGREGATE | AEP | 32413065 | WMOULTON | 69 KV | LOAD | LOAD
47330703 | AEP W.O. MON POWER | AGGREGATE | AEP | 1305121972 | WMOULTON | 69 KV | T3 | LOAD
47330703 | AEP W.O. MON POWER | AGGREGATE | AEP | 1775813098 | WNCHEST | 69 KV | T2 | LOAD
47330703 | AEP W.O. MON POWER | AGGREGATE | AEP | 1775813097 | WNCHEST | 69 KV | T3 | LOAD
47330703 | AEP W.O. MON POWER | AGGREGATE | AEP | 32413075 | WNEWPHIL | 138 KV | T1 | LOAD
47330703 | AEP W.O. MON POWER | AGGREGATE | AEP | 32413079 | WNEWPHIL | 138 KV | T3 | LOAD
47330703 | AEP W.O. MON POWER | AGGREGATE | AEP | 1165472137 | WNEWPHIL | 138 KV | X4_LD | LOAD
47330703 | AEP W.O. MON POWER | AGGREGATE | AEP | 1183223807 | WOLFCREE | 138 KV | T3 | LOAD
47330703 | AEP W.O. MON POWER | AGGREGATE | AEP | 2156110451 | WOLFGLAD | 138 KV | T1 | LOAD
47330703 | AEP W.O. MON POWER | AGGREGATE | AEP | 2156110450 | WOLFGLAD | 138 KV | T2 | LOAD
47330703 | AEP W.O. MON POWER | AGGREGATE | AEP | 2156108992 | WOLFRN | 69 KV | ESPRINGF | LOAD
47330703 | AEP W.O. MON POWER | AGGREGATE | AEP | 32413083 | WOODLAWN | 138 KV | T1 | LOAD
47330703 | AEP W.O. MON POWER | AGGREGATE | AEP | 106856781 | WOODSRD | 138 KV | T12 | LOAD
47330703 | AEP W.O. MON POWER | AGGREGATE | AEP | 2041958114 | WOOLWINE | 69 KV | T1 | LOAD
47330703 | AEP W.O. MON POWER | AGGREGATE | AEP | 32413085 | WOOSTER | 138 KV | T1 | LOAD
47330703 | AEP W.O. MON POWER | AGGREGATE | AEP | 1084383930 | WOOSTER | 138 KV | TR3 | LOAD
47330703 | AEP W.O. MON POWER | AGGREGATE | AEP | 1207066067 | WOOSTER | 69 KV | LOAD1 | LOAD
47330703 | AEP W.O. MON POWER | AGGREGATE | AEP | 1666104454 | WOTTAWA | 69 KV | MILLER | LOAD
47330703 | AEP W.O. MON POWER | AGGREGATE | AEP | 1067161880 | WPAINTSV | 69 KV | LD | LOAD
47330703 | AEP W.O. MON POWER | AGGREGATE | AEP | 32413091 | WPHILO | 138 KV | T1 | LOAD
47330703 | AEP W.O. MON POWER | AGGREGATE | AEP | 32413093 | WSALEM | 138 KV | T1 | LOAD
47330703 | AEP W.O. MON POWER | AGGREGATE | AEP | 2156110184 | WSHELBY | 69 KV | COPPERWE | LOAD
47330703 | AEP W.O. MON POWER | AGGREGATE | AEP | 32413095 | WSIDE | 138 KV | T3 | LOAD
47330703 | AEP W.O. MON POWER | AGGREGATE | AEP | 1338421073 | WSIDE | 138 KV | T5 | LOAD
47330703 | AEP W.O. MON POWER | AGGREGATE | AEP | 32413101 | WTRINWAY | 138 KV | T1 | LOAD
47330703 | AEP W.O. MON POWER | AGGREGATE | AEP | 32413103 | WURNO | 138 KV | T1 | LOAD
47330703 | AEP W.O. MON POWER | AGGREGATE | AEP | 32413105 | WURNO | 138 KV | T2 | LOAD
47330703 | AEP W.O. MON POWER | AGGREGATE | AEP | 51519927 | WURNO | 138 KV | T3 | LOAD
47330703 | AEP W.O. MON POWER | AGGREGATE | AEP | 32413107 | WURTLAND | 69 KV | T1 | LOAD
47330703 | AEP W.O. MON POWER | AGGREGATE | AEP | 1666104501 | WVANWERT | 69 KV | T1 | LOAD
47330703 | AEP W.O. MON POWER | AGGREGATE | AEP | 2156111394 | WYTHE | 138 KV | T5 | LOAD
47330703 | AEP W.O. MON POWER | AGGREGATE | AEP | 32413115 | WYTHE | 34 KV | T2 | LOAD
47330703 | AEP W.O. MON POWER | AGGREGATE | AEP | 2156111823 | YAKLEYRD | 69 KV | T1 | LOAD
47330703 | AEP W.O. MON POWER | AGGREGATE | AEP | 32413119 | YEARLING | 138 KV | T1 | LOAD
47330703 | AEP W.O. MON POWER | AGGREGATE | AEP | 32413121 | YEARLING | 138 KV | T2 | LOAD
47330703 | AEP W.O. MON POWER | AGGREGATE | AEP | 1075447409 | YELLOWCR | 138 KV | T1 | LOAD
47330703 | AEP W.O. MON POWER | AGGREGATE | AEP | 1075447410 | YELLOWCR | 138 KV | T2 | LOAD
47330703 | AEP W.O. MON POWER | AGGREGATE | AEP | 1775813110 | YOSTBR | 69 KV | T1 | LOAD
47330703 | AEP W.O. MON POWER | AGGREGATE | AEP | 1379256641 | YUKONAEP | 138 KV | T1 | LOAD
47330703 | AEP W.O. MON POWER | AGGREGATE | AEP | 98369947 | ZANESVIL | 138 KV | T2 | LOAD
47330703 | AEP W.O. MON POWER | AGGREGATE | AEP | 2155501920 | ZANESVIL | 69 KV | MTSTERLG | LOAD
47330703 | AEP W.O. MON POWER | AGGREGATE | AEP | 32413125 | ZUBER | 138 KV | T1 | LOAD
47330703 | AEP W.O. MON POWER | AGGREGATE | AEP | 2156109321 | ZUBER | 138 KV | T2 | LOAD
1282935158 | AEPOHIO W.O. MON POWER | AGGREGATE | AEP | 32410471 | 18THSTHT | 69 KV | T1 | LOAD
1282935158 | AEPOHIO W.O. MON POWER | AGGREGATE | AEP | 1356152835 | ACADEMIA | 12 KV | 12KV | LOAD
1282935158 | AEPOHIO W.O. MON POWER | AGGREGATE | AEP | 1356152836 | ACADEMIA | 69 KV | GAMBIER | LOAD
1282935158 | AEPOHIO W.O. MON POWER | AGGREGATE | AEP | 2156111399 | ADA | 69 KV | LOAD | LOAD
1282935158 | AEPOHIO W.O. MON POWER | AGGREGATE | AEP | 1165470563 | ADAMSAEP | 69 KV | PEEB | LOAD
1282935158 | AEPOHIO W.O. MON POWER | AGGREGATE | AEP | 1165470562 | ADAMSAEP | 69 KV | T2 | LOAD
1282935158 | AEPOHIO W.O. MON POWER | AGGREGATE | AEP | 1165470565 | ADDISON | 69 KV | LOAD1 | LOAD
1282935158 | AEPOHIO W.O. MON POWER | AGGREGATE | AEP | 71856505 | ADENA | 69 KV | T1 | LOAD
1282935158 | AEPOHIO W.O. MON POWER | AGGREGATE | AEP | 2156109010 | ADOBESW | 69 KV | CARDINAL | LOAD
1282935158 | AEPOHIO W.O. MON POWER | AGGREGATE | AEP | 135388697 | AGAGAS1 | 138 KV | T1 | LOAD
1282935158 | AEPOHIO W.O. MON POWER | AGGREGATE | AEP | 135388699 | AGAGAS1 | 138 KV | T2 | LOAD
1282935158 | AEPOHIO W.O. MON POWER | AGGREGATE | AEP | 2156112473 | AGNERSW | 69 KV | LOAD1 | LOAD
1282935158 | AEPOHIO W.O. MON POWER | AGGREGATE | AEP | 2156108962 | ALLEDONI | 69 KV | COALSAF | LOAD
1282935158 | AEPOHIO W.O. MON POWER | AGGREGATE | AEP | 2156112051 | ALPINES | 69 KV | HWNCOOP | LOAD
1282935158 | AEPOHIO W.O. MON POWER | AGGREGATE | AEP | 1183223764 | AMLIN | 138 KV | LD1 | LOAD
1282935158 | AEPOHIO W.O. MON POWER | AGGREGATE | AEP | 32413159 | AMPOR | 138 KV | LOAD | LOAD
1282935158 | AEPOHIO W.O. MON POWER | AGGREGATE | AEP | 2156108993 | AMSTERDA | 69 KV | T1 | LOAD
1282935158 | AEPOHIO W.O. MON POWER | AGGREGATE | AEP | 2156109567 | ANGUIN | 138 KV | 1A | LOAD
1282935158 | AEPOHIO W.O. MON POWER | AGGREGATE | AEP | 2156109568 | ANGUIN | 138 KV | 1B | LOAD
1282935158 | AEPOHIO W.O. MON POWER | AGGREGATE | AEP | 1666104477 | ANTWERP | 69 KV | T1 | LOAD
1282935158 | AEPOHIO W.O. MON POWER | AGGREGATE | AEP | 32410535 | APPLECRE | 138 KV | T1 | LOAD
1282935158 | AEPOHIO W.O. MON POWER | AGGREGATE | AEP | 2156108991 | ARENDSRI | 138 KV | LOWELL | LOAD
1282935158 | AEPOHIO W.O. MON POWER | AGGREGATE | AEP | 2156110485 | ASHLYAEP | 69 KV | T1 | LOAD
1282935158 | AEPOHIO W.O. MON POWER | AGGREGATE | AEP | 32410549 | ASTOR | 138 KV | T1 | LOAD
1282935158 | AEPOHIO W.O. MON POWER | AGGREGATE | AEP | 32410551 | ASTOR | 138 KV | T2 | LOAD
1282935158 | AEPOHIO W.O. MON POWER | AGGREGATE | AEP | 2156109016 | ATWOOD | 69 KV | ATWOOD | LOAD
1282935158 | AEPOHIO W.O. MON POWER | AGGREGATE | AEP | 1666104438 | AUGLAIZE | 69 KV | T2 | LOAD
1282935158 | AEPOHIO W.O. MON POWER | AGGREGATE | AEP | 1775814261 | BABBITT | 138 KV | T1 | LOAD
1282935158 | AEPOHIO W.O. MON POWER | AGGREGATE | AEP | 1775814263 | BABBITT | 138 KV | T2 | LOAD
1282935158 | AEPOHIO W.O. MON POWER | AGGREGATE | AEP | 1775814265 | BABBITT | 138 KV | T3 | LOAD
1282935158 | AEPOHIO W.O. MON POWER | AGGREGATE | AEP | 1775814262 | BABBITT | 138 KV | T5 | LOAD
1282935158 | AEPOHIO W.O. MON POWER | AGGREGATE | AEP | 2156111841 | BAKERSV | 69 KV | BAKER | LOAD
1282935158 | AEPOHIO W.O. MON POWER | AGGREGATE | AEP | 2156112886 | BANE | 69 KV | CARDINAL | LOAD
1282935158 | AEPOHIO W.O. MON POWER | AGGREGATE | AEP | 2156112737 | BANE | 69 KV | T1 | LOAD
1282935158 | AEPOHIO W.O. MON POWER | AGGREGATE | AEP | 2156109007 | BARNESVI | 69 KV | T3 | LOAD
1282935158 | AEPOHIO W.O. MON POWER | AGGREGATE | AEP | 2156108971 | BATESVOP | 69 KV | T3 | LOAD
1282935158 | AEPOHIO W.O. MON POWER | AGGREGATE | AEP | 2156110183 | BEALLAVE | 69 KV | T12 | LOAD
1282935158 | AEPOHIO W.O. MON POWER | AGGREGATE | AEP | 2156110182 | BEALLAVE | 69 KV | T3 | LOAD
1282935158 | AEPOHIO W.O. MON POWER | AGGREGATE | AEP | 2156108981 | BEALLSVI | 69 KV | T1 | LOAD
1282935158 | AEPOHIO W.O. MON POWER | AGGREGATE | AEP | 2156112238 | BEARTOWN | 69 KV | LOAD1 | LOAD
1282935158 | AEPOHIO W.O. MON POWER | AGGREGATE | AEP | 32410575 | BEATTY | 138 KV | T1 | LOAD
1282935158 | AEPOHIO W.O. MON POWER | AGGREGATE | AEP | 32410579 | BEATTY | 138 KV | T5 | LOAD
1282935158 | AEPOHIO W.O. MON POWER | AGGREGATE | AEP | 32410581 | BEATTY | 138 KV | T6 | LOAD
1282935158 | AEPOHIO W.O. MON POWER | AGGREGATE | AEP | 2156111398 | BEAVERDM | 69 KV | LOAD | LOAD
1282935158 | AEPOHIO W.O. MON POWER | AGGREGATE | AEP | 2156108957 | BELDENSW | 69 KV | LOCK | LOAD
1282935158 | AEPOHIO W.O. MON POWER | AGGREGATE | AEP | 32410593 | BELDENVI | 138 KV | T1 | LOAD
1282935158 | AEPOHIO W.O. MON POWER | AGGREGATE | AEP | 32410595 | BELDENVI | 138 KV | T2 | LOAD
1282935158 | AEPOHIO W.O. MON POWER | AGGREGATE | AEP | 32410627 | BENTONVI | 69 KV | T1 | LOAD
1282935158 | AEPOHIO W.O. MON POWER | AGGREGATE | AEP | 48933985 | BERKSHI2 | 138 KV | T1 | LOAD
1282935158 | AEPOHIO W.O. MON POWER | AGGREGATE | AEP | 2156111832 | BERLNAEP | 69 KV | T1 | LOAD
1282935158 | AEPOHIO W.O. MON POWER | AGGREGATE | AEP | 2156111764 | BERLNAEP | 69 KV | T2 | LOAD
1282935158 | AEPOHIO W.O. MON POWER | AGGREGATE | AEP | 1552831294 | BERRYWOD | 138 KV | TR1 | LOAD
1282935158 | AEPOHIO W.O. MON POWER | AGGREGATE | AEP | 32410635 | BETHEL2 | 138 KV | T1 | LOAD
1282935158 | AEPOHIO W.O. MON POWER | AGGREGATE | AEP | 32410637 | BETHEL2 | 138 KV | T2 | LOAD
1282935158 | AEPOHIO W.O. MON POWER | AGGREGATE | AEP | 32410639 | BETHEL2 | 138 KV | T3 | LOAD
1282935158 | AEPOHIO W.O. MON POWER | AGGREGATE | AEP | 32410649 | BEXLEY | 138 KV | T1 | LOAD
1282935158 | AEPOHIO W.O. MON POWER | AGGREGATE | AEP | 32410651 | BEXLEY | 138 KV | T2 | LOAD
1282935158 | AEPOHIO W.O. MON POWER | AGGREGATE | AEP | 32410653 | BEXLEY | 138 KV | T3 | LOAD
1282935158 | AEPOHIO W.O. MON POWER | AGGREGATE | AEP | 1388603638 | BIERSRUN | 69 KV | MILL | LOAD
1282935158 | AEPOHIO W.O. MON POWER | AGGREGATE | AEP | 2156111988 | BILLIAR | 69 KV | T1 | LOAD
1282935158 | AEPOHIO W.O. MON POWER | AGGREGATE | AEP | 2156112073 | BILLIAR | 69 KV | T2 | LOAD
1282935158 | AEPOHIO W.O. MON POWER | AGGREGATE | AEP | 32410667 | BIXBY | 138 KV | T3 | LOAD
1282935158 | AEPOHIO W.O. MON POWER | AGGREGATE | AEP | 32410669 | BIXBY | 138 KV | T4 | LOAD
1282935158 | AEPOHIO W.O. MON POWER | AGGREGATE | AEP | 2156109018 | BLACKHWK | 69 KV | T1 | LOAD
1282935158 | AEPOHIO W.O. MON POWER | AGGREGATE | AEP | 2156109019 | BLACKHWK | 69 KV | T2 | LOAD
1282935158 | AEPOHIO W.O. MON POWER | AGGREGATE | AEP | 32410673 | BLACKLIC | 138 KV | T2 | LOAD
1282935158 | AEPOHIO W.O. MON POWER | AGGREGATE | AEP | 63381269 | BLACKLIC | 138 KV | T3 | LOAD
1282935158 | AEPOHIO W.O. MON POWER | AGGREGATE | AEP | 32410679 | BLENDON | 138 KV | T1 | LOAD
1282935158 | AEPOHIO W.O. MON POWER | AGGREGATE | AEP | 40243235 | BLENDON | 138 KV | T2 | LOAD
1282935158 | AEPOHIO W.O. MON POWER | AGGREGATE | AEP | 67719553 | BLENDON | 138 KV | T3 | LOAD
1282935158 | AEPOHIO W.O. MON POWER | AGGREGATE | AEP | 2156108987 | BLIZZARD | 69 KV | T1 | LOAD
1282935158 | AEPOHIO W.O. MON POWER | AGGREGATE | AEP | 2156108988 | BLIZZARD | 69 KV | T2 | LOAD
1282935158 | AEPOHIO W.O. MON POWER | AGGREGATE | AEP | 2156110483 | BLOOM | 69 KV | T1 | LOAD
1282935158 | AEPOHIO W.O. MON POWER | AGGREGATE | AEP | 2156111779 | BLOOMRD | 69 KV | TR1 | LOAD
1282935158 | AEPOHIO W.O. MON POWER | AGGREGATE | AEP | 2156110180 | BLOOMVIL | 69 KV | LOAD | LOAD
1282935158 | AEPOHIO W.O. MON POWER | AGGREGATE | AEP | 98369913 | BOLINS | 138 KV | T1 | LOAD
1282935158 | AEPOHIO W.O. MON POWER | AGGREGATE | AEP | 32410691 | BOLIVAR | 138 KV | T1 | LOAD
1282935158 | AEPOHIO W.O. MON POWER | AGGREGATE | AEP | 1379257896 | BOLTON | 138 KV | T1 | LOAD
1282935158 | AEPOHIO W.O. MON POWER | AGGREGATE | AEP | 2156110836 | BOUTWELL | 138 KV | T1 | LOAD
1282935158 | AEPOHIO W.O. MON POWER | AGGREGATE | AEP | 2156109569 | BRICE | 138 KV | T1 | LOAD
1282935158 | AEPOHIO W.O. MON POWER | AGGREGATE | AEP | 32410715 | BRIDGEV2 | 138 KV | T1 | LOAD
1282935158 | AEPOHIO W.O. MON POWER | AGGREGATE | AEP | 2156112976 | BRIDSTSW | 69 KV | COLFOR | LOAD
1282935158 | AEPOHIO W.O. MON POWER | AGGREGATE | AEP | 1356153521 | BRITTON | 138 KV | T1 | LOAD
1282935158 | AEPOHIO W.O. MON POWER | AGGREGATE | AEP | 1356153522 | BRITTON | 138 KV | T2 | LOAD
1282935158 | AEPOHIO W.O. MON POWER | AGGREGATE | AEP | 1356153520 | BRITTON | 138 KV | T3 | LOAD
1282935158 | AEPOHIO W.O. MON POWER | AGGREGATE | AEP | 32410721 | BROADACR | 138 KV | T1 | LOAD
1282935158 | AEPOHIO W.O. MON POWER | AGGREGATE | AEP | 32410727 | BROOKSDE | 138 KV | T1 | LOAD
1282935158 | AEPOHIO W.O. MON POWER | AGGREGATE | AEP | 2155501915 | BROOKSDE | 138 KV | T2 | LOAD
1282935158 | AEPOHIO W.O. MON POWER | AGGREGATE | AEP | 1207066051 | BROOMRD | 69 KV | LOAD1 | LOAD
1282935158 | AEPOHIO W.O. MON POWER | AGGREGATE | AEP | 1165472099 | BROWNHIL | 69 KV | ADAMS | LOAD
1282935158 | AEPOHIO W.O. MON POWER | AGGREGATE | AEP | 32410757 | BUCKSKIN | 69 KV | T1 | LOAD
1282935158 | AEPOHIO W.O. MON POWER | AGGREGATE | AEP | 1218905956 | BUCYRUS | 69 KV | T1 | LOAD
1282935158 | AEPOHIO W.O. MON POWER | AGGREGATE | AEP | 1218904493 | BUCYRUSC | 69 KV | T2 | LOAD
1282935158 | AEPOHIO W.O. MON POWER | AGGREGATE | AEP | 2156108973 | BUELL | 138 KV | T1 | LOAD
1282935158 | AEPOHIO W.O. MON POWER | AGGREGATE | AEP | 2156109002 | BYESVILL | 69 KV | T1 | LOAD
1282935158 | AEPOHIO W.O. MON POWER | AGGREGATE | AEP | 1666104453 | CAIRO | 69 KV | T1 | LOAD
1282935158 | AEPOHIO W.O. MON POWER | AGGREGATE | AEP | 32410785 | CALDWELL | 138 KV | T1 | LOAD
1282935158 | AEPOHIO W.O. MON POWER | AGGREGATE | AEP | 32410787 | CALDWELL | 138 KV | T2 | LOAD
1282935158 | AEPOHIO W.O. MON POWER | AGGREGATE | AEP | 1348255116 | CAMPSHER | 69 KV | T1 | LOAD
1282935158 | AEPOHIO W.O. MON POWER | AGGREGATE | AEP | 1348255115 | CAMPSHER | 69 KV | T2 | LOAD
1282935158 | AEPOHIO W.O. MON POWER | AGGREGATE | AEP | 32410795 | CANALAEP | 138 KV | T2 | LOAD
1282935158 | AEPOHIO W.O. MON POWER | AGGREGATE | AEP | 32410797 | CANALAEP | 138 KV | T3 | LOAD
1282935158 | AEPOHIO W.O. MON POWER | AGGREGATE | AEP | 1207064685 | CANALROA | 69 KV | LOAD1 | LOAD
1282935158 | AEPOHIO W.O. MON POWER | AGGREGATE | AEP | 1207064684 | CANALROA | 69 KV | LOAD2 | LOAD
1282935158 | AEPOHIO W.O. MON POWER | AGGREGATE | AEP | 32410803 | CANNELVI | 138 KV | T1 | LOAD
1282935158 | AEPOHIO W.O. MON POWER | AGGREGATE | AEP | 32410827 | CARROLGR | 69 KV | T1 | LOAD
1282935158 | AEPOHIO W.O. MON POWER | AGGREGATE | AEP | 32410829 | CARROLLT | 138 KV | T1 | LOAD
1282935158 | AEPOHIO W.O. MON POWER | AGGREGATE | AEP | 32410831 | CARROLLT | 138 KV | T2 | LOAD
1282935158 | AEPOHIO W.O. MON POWER | AGGREGATE | AEP | 1666104494 | CAVETTSW | 69 KV | CONVOY | LOAD
1282935158 | AEPOHIO W.O. MON POWER | AGGREGATE | AEP | 53048717 | CENTERBU | 138 KV | CENTERBU | LOAD
1282935158 | AEPOHIO W.O. MON POWER | AGGREGATE | AEP | 2156110841 | CENTRSTR | 69 KV | T1 | LOAD
1282935158 | AEPOHIO W.O. MON POWER | AGGREGATE | AEP | 32410891 | CIRCLEGR | 69 KV | CSPRINGF | LOAD
1282935158 | AEPOHIO W.O. MON POWER | AGGREGATE | AEP | 32410893 | CIRCLEVI | 138 KV | T1 | LOAD
1282935158 | AEPOHIO W.O. MON POWER | AGGREGATE | AEP | 32410895 | CIRCLEVI | 138 KV | T2 | LOAD
1282935158 | AEPOHIO W.O. MON POWER | AGGREGATE | AEP | 32413149 | CITY | 138 KV | LOAD | LOAD
1282935158 | AEPOHIO W.O. MON POWER | AGGREGATE | AEP | 32410923 | CLINTOCS | 138 KV | T2 | LOAD
1282935158 | AEPOHIO W.O. MON POWER | AGGREGATE | AEP | 32410925 | CLINTOCS | 138 KV | T3 | LOAD
1282935158 | AEPOHIO W.O. MON POWER | AGGREGATE | AEP | 1379257899 | CLOUSE | 69 KV | NLEXNGTN | LOAD
1282935158 | AEPOHIO W.O. MON POWER | AGGREGATE | AEP | 1379257900 | CLOUSE | 69 KV | SFULTNHM | LOAD
1282935158 | AEPOHIO W.O. MON POWER | AGGREGATE | AEP | 1379257886 | CLYDECIT | 69 KV | CLYDEAST | LOAD
1282935158 | AEPOHIO W.O. MON POWER | AGGREGATE | AEP | 1379257887 | CLYDECIT | 69 KV | CLYDWEST | LOAD
1282935158 | AEPOHIO W.O. MON POWER | AGGREGATE | AEP | 1379257885 | CLYDECIT | 69 KV | EVERG | LOAD
1282935158 | AEPOHIO W.O. MON POWER | AGGREGATE | AEP | 1379257888 | CLYDECIT | 69 KV | REVERE | LOAD
1282935158 | AEPOHIO W.O. MON POWER | AGGREGATE | AEP | 32410937 | CODOVER | 138 KV | T2 | LOAD
1282935158 | AEPOHIO W.O. MON POWER | AGGREGATE | AEP | 2156110834 | COLE | 138 KV | T3 | LOAD
1282935158 | AEPOHIO W.O. MON POWER | AGGREGATE | AEP | 2156108980 | COLERAIN | 69 KV | T1 | LOAD
1282935158 | AEPOHIO W.O. MON POWER | AGGREGATE | AEP | 1666104439 | COLUMBGR | 69 KV | T1 | LOAD
1282935158 | AEPOHIO W.O. MON POWER | AGGREGATE | AEP | 1666104440 | COLUMBGR | 69 KV | T2 | LOAD
1282935158 | AEPOHIO W.O. MON POWER | AGGREGATE | AEP | 2155501923 | CONSTELM | 138 KV | 1-3 | LOAD
1282935158 | AEPOHIO W.O. MON POWER | AGGREGATE | AEP | 1666104458 | CONTINEN | 69 KV | FTBROWN | LOAD
1282935158 | AEPOHIO W.O. MON POWER | AGGREGATE | AEP | 1666104459 | CONTINEN | 69 KV | T1 | LOAD
1282935158 | AEPOHIO W.O. MON POWER | AGGREGATE | AEP | 2156110174 | CONWAVE | 69 KV | T1 | LOAD
1282935158 | AEPOHIO W.O. MON POWER | AGGREGATE | AEP | 1123170550 | COPPERMI | 69 KV | LOAD | LOAD
1282935158 | AEPOHIO W.O. MON POWER | AGGREGATE | AEP | 1268561638 | CORRIDOR | 138 KV | XF3 | LOAD
1282935158 | AEPOHIO W.O. MON POWER | AGGREGATE | AEP | 1268561639 | CORRIDOR | 138 KV | XF4 | LOAD
1282935158 | AEPOHIO W.O. MON POWER | AGGREGATE | AEP | 2155501917 | CORWIN | 138 KV | GM1 | LOAD
1282935158 | AEPOHIO W.O. MON POWER | AGGREGATE | AEP | 2155501916 | CORWIN | 138 KV | GM2 | LOAD
1282935158 | AEPOHIO W.O. MON POWER | AGGREGATE | AEP | 32410983 | CORWIN | 138 KV | T1 | LOAD
1282935158 | AEPOHIO W.O. MON POWER | AGGREGATE | AEP | 32410985 | CORWIN | 138 KV | T2 | LOAD
1282935158 | AEPOHIO W.O. MON POWER | AGGREGATE | AEP | 1666104470 | CRAWFISC | 69 KV | T1 | LOAD
1282935158 | AEPOHIO W.O. MON POWER | AGGREGATE | AEP | 1666104492 | CRIDERSV | 69 KV | T1 | LOAD
1282935158 | AEPOHIO W.O. MON POWER | AGGREGATE | AEP | 2156109014 | CRIMMRD | 69 KV | T1 | LOAD
1282935158 | AEPOHIO W.O. MON POWER | AGGREGATE | AEP | 2156109015 | CRIMMRD | 69 KV | T2 | LOAD
1282935158 | AEPOHIO W.O. MON POWER | AGGREGATE | AEP | 32411003 | CROOKSVI | 138 KV | T1 | LOAD
1282935158 | AEPOHIO W.O. MON POWER | AGGREGATE | AEP | 2156112917 | CRYSTALP | 69 KV | T1 | LOAD
1282935158 | AEPOHIO W.O. MON POWER | AGGREGATE | AEP | 32411013 | CTYBRYAN | 138 KV | T2 | LOAD
1282935158 | AEPOHIO W.O. MON POWER | AGGREGATE | AEP | 2156109004 | DANFORD | 69 KV | COALMINE | LOAD
1282935158 | AEPOHIO W.O. MON POWER | AGGREGATE | AEP | 32411049 | DAVIDSON | 138 KV | T1 | LOAD
1282935158 | AEPOHIO W.O. MON POWER | AGGREGATE | AEP | 32411051 | DAVIDSON | 138 KV | T2 | LOAD
1282935158 | AEPOHIO W.O. MON POWER | AGGREGATE | AEP | 32411077 | DELANORD | 138 KV | T1 | LOAD
1282935158 | AEPOHIO W.O. MON POWER | AGGREGATE | AEP | 57967541 | DELAWARE | 138 KV | PARK | LOAD
1282935158 | AEPOHIO W.O. MON POWER | AGGREGATE | AEP | 32411091 | DELAWARE | 138 KV | T1 | LOAD
1282935158 | AEPOHIO W.O. MON POWER | AGGREGATE | AEP | 32411095 | DELAWARE | 138 KV | T3 | LOAD
1282935158 | AEPOHIO W.O. MON POWER | AGGREGATE | AEP | 32411097 | DELAWARE | 138 KV | T4 | LOAD
1282935158 | AEPOHIO W.O. MON POWER | AGGREGATE | AEP | 1666104480 | DELPHOS | 69 KV | T1 | LOAD
1282935158 | AEPOHIO W.O. MON POWER | AGGREGATE | AEP | 1356152832 | DENAWASH | 18 KV | STSVC1 | LOAD
1282935158 | AEPOHIO W.O. MON POWER | AGGREGATE | AEP | 1356152831 | DENAWASH | 18 KV | STSVC2 | LOAD
1282935158 | AEPOHIO W.O. MON POWER | AGGREGATE | AEP | 1207066050 | DENNISON | 69 KV | LOAD1 | LOAD
1282935158 | AEPOHIO W.O. MON POWER | AGGREGATE | AEP | 1305121977 | DENNISON | 69 KV | LOADT2 | LOAD
1282935158 | AEPOHIO W.O. MON POWER | AGGREGATE | AEP | 2156109001 | DERWENT | 69 KV | SENECAVL | LOAD
1282935158 | AEPOHIO W.O. MON POWER | AGGREGATE | AEP | 2156109000 | DERWENT | 69 KV | T1 | LOAD
1282935158 | AEPOHIO W.O. MON POWER | AGGREGATE | AEP | 1666104469 | DESHLERT | 69 KV | DESHLER | LOAD
1282935158 | AEPOHIO W.O. MON POWER | AGGREGATE | AEP | 2156110169 | DEVOLA | 138 KV | T1 | LOAD
1282935158 | AEPOHIO W.O. MON POWER | AGGREGATE | AEP | 2156110170 | DEVOLA | 138 KV | T2 | LOAD
1282935158 | AEPOHIO W.O. MON POWER | AGGREGATE | AEP | 2156108969 | DILLONVL | 69 KV | T2 | LOAD
1282935158 | AEPOHIO W.O. MON POWER | AGGREGATE | AEP | 32411119 | DOGWOODR | 138 KV | T1 | LOAD
1282935158 | AEPOHIO W.O. MON POWER | AGGREGATE | AEP | 123900937 | DRESDEN | 138 KV | LOADSS1 | LOAD
1282935158 | AEPOHIO W.O. MON POWER | AGGREGATE | AEP | 123900939 | DRESDEN | 138 KV | LOADSS2 | LOAD
1282935158 | AEPOHIO W.O. MON POWER | AGGREGATE | AEP | 40243253 | DUBLIN | 138 KV | T1 LOAD | LOAD
1282935158 | AEPOHIO W.O. MON POWER | AGGREGATE | AEP | 40243255 | DUBLIN | 138 KV | T2 LOAD | LOAD
1282935158 | AEPOHIO W.O. MON POWER | AGGREGATE | AEP | 40243257 | DUBLIN | 138 KV | T3 LOAD | LOAD
1282935158 | AEPOHIO W.O. MON POWER | AGGREGATE | AEP | 1218905967 | DUNKIRK2 | 69 KV | T1 | LOAD
1282935158 | AEPOHIO W.O. MON POWER | AGGREGATE | AEP | 32411143 | DUPONTCS | 138 KV | T1 | LOAD
1282935158 | AEPOHIO W.O. MON POWER | AGGREGATE | AEP | 32411145 | DUPONTCS | 138 KV | T2 | LOAD
1282935158 | AEPOHIO W.O. MON POWER | AGGREGATE | AEP | 32411151 | EASTTOWN | 138 KV | T1 | LOAD
1282935158 | AEPOHIO W.O. MON POWER | AGGREGATE | AEP | 32411155 | EBEAVER | 138 KV | T1 | LOAD
1282935158 | AEPOHIO W.O. MON POWER | AGGREGATE | AEP | 2156110175 | EBERSOLE | 138 KV | XF3 | LOAD
1282935158 | AEPOHIO W.O. MON POWER | AGGREGATE | AEP | 32411157 | EBROAD | 138 KV | T1 | LOAD
1282935158 | AEPOHIO W.O. MON POWER | AGGREGATE | AEP | 32411159 | EBROAD | 138 KV | T2 | LOAD
1282935158 | AEPOHIO W.O. MON POWER | AGGREGATE | AEP | 1318134956 | EBROAD | 138 KV | T3 | LOAD
1282935158 | AEPOHIO W.O. MON POWER | AGGREGATE | AEP | 2156109011 | ECADIZSW | 69 KV | CADIZ | LOAD
1282935158 | AEPOHIO W.O. MON POWER | AGGREGATE | AEP | 1207066055 | ECAMBRID | 69 KV | LOAD1 | LOAD
1282935158 | AEPOHIO W.O. MON POWER | AGGREGATE | AEP | 2156112930 | ECANTON | 69 KV | T1 | LOAD
1282935158 | AEPOHIO W.O. MON POWER | AGGREGATE | AEP | 1666104496 | EDELPHOS | 69 KV | T1 | LOAD
1282935158 | AEPOHIO W.O. MON POWER | AGGREGATE | AEP | 1207066049 | EDOVER | 69 KV | LOAD2 | LOAD
1282935158 | AEPOHIO W.O. MON POWER | AGGREGATE | AEP | 2156108956 | EDOVER | 69 KV | T3 | LOAD
1282935158 | AEPOHIO W.O. MON POWER | AGGREGATE | AEP | 2156110474 | EDOVER | 69 KV | ZOARVILE | LOAD
1282935158 | AEPOHIO W.O. MON POWER | AGGREGATE | AEP | 1218905955 | EEFOSTOR | 69 KV | LOAD1 | LOAD
1282935158 | AEPOHIO W.O. MON POWER | AGGREGATE | AEP | 1218905954 | EEFOSTOR | 69 KV | UNIONCAR | LOAD
1282935158 | AEPOHIO W.O. MON POWER | AGGREGATE | AEP | 2156111772 | EFREMONT | 69 KV | TR1 | LOAD
1282935158 | AEPOHIO W.O. MON POWER | AGGREGATE | AEP | 2156111808 | EFREMONT | 69 KV | TR2 | LOAD
1282935158 | AEPOHIO W.O. MON POWER | AGGREGATE | AEP | 1075446304 | ELEIPSIC | 138 KV | TR1-ELE | LOAD
1282935158 | AEPOHIO W.O. MON POWER | AGGREGATE | AEP | 1075446302 | ELEIPSIC | 138 KV | TR1-PRO | LOAD
1282935158 | AEPOHIO W.O. MON POWER | AGGREGATE | AEP | 1075446303 | ELEIPSIC | 138 KV | TR2-PRO | LOAD
1282935158 | AEPOHIO W.O. MON POWER | AGGREGATE | AEP | 1666104483 | ELIDARD | 69 KV | ELIDA | LOAD
1282935158 | AEPOHIO W.O. MON POWER | AGGREGATE | AEP | 32411181 | ELIVE2ND | 69 KV | T1 | LOAD
1282935158 | AEPOHIO W.O. MON POWER | AGGREGATE | AEP | 32411183 | ELIVE2ND | 69 KV | T2 | LOAD
1282935158 | AEPOHIO W.O. MON POWER | AGGREGATE | AEP | 32411185 | ELIVEREE | 69 KV | T1 | LOAD
1282935158 | AEPOHIO W.O. MON POWER | AGGREGATE | AEP | 1248984094 | ELK | 138 KV | T1 | LOAD
1282935158 | AEPOHIO W.O. MON POWER | AGGREGATE | AEP | 1248984093 | ELK | 138 KV | T2 | LOAD
1282935158 | AEPOHIO W.O. MON POWER | AGGREGATE | AEP | 1123170674 | ELLIOTT | 138 KV | LOAD | LOAD
1282935158 | AEPOHIO W.O. MON POWER | AGGREGATE | AEP | 2156110832 | ELLIOTT | 138 KV | T2 | LOAD
1282935158 | AEPOHIO W.O. MON POWER | AGGREGATE | AEP | 1084382851 | EMERALD1 | 138 KV | LOAD | LOAD
1282935158 | AEPOHIO W.O. MON POWER | AGGREGATE | AEP | 2156108986 | ENEWCMSW | 69 KV | NEWCOMER | LOAD
1282935158 | AEPOHIO W.O. MON POWER | AGGREGATE | AEP | 32411211 | ENEWCONC | 138 KV | T1 | LOAD
1282935158 | AEPOHIO W.O. MON POWER | AGGREGATE | AEP | 1666104464 | EOTTAWA | 69 KV | T1 | LOAD
1282935158 | AEPOHIO W.O. MON POWER | AGGREGATE | AEP | 32411215 | EPOINT | 138 KV | T1 | LOAD
1282935158 | AEPOHIO W.O. MON POWER | AGGREGATE | AEP | 32411219 | EPROCTOR | 138 KV | T1 | LOAD
1282935158 | AEPOHIO W.O. MON POWER | AGGREGATE | AEP | 32411227 | ESIDELIM | 138 KV | T1 | LOAD
1282935158 | AEPOHIO W.O. MON POWER | AGGREGATE | AEP | 2156109003 | ESIDESW | 69 KV | STCLAIRS | LOAD
1282935158 | AEPOHIO W.O. MON POWER | AGGREGATE | AEP | 2156112946 | ESPARTA | 69 KV | T3 | LOAD
1282935158 | AEPOHIO W.O. MON POWER | AGGREGATE | AEP | 2156111856 | ESUGARSW | 69 KV | AUBURN | LOAD
1282935158 | AEPOHIO W.O. MON POWER | AGGREGATE | AEP | 1356153529 | ETIFFIN | 69 KV | COOP | LOAD
1282935158 | AEPOHIO W.O. MON POWER | AGGREGATE | AEP | 1356153530 | ETIFFIN | 69 KV | T1 | LOAD
1282935158 | AEPOHIO W.O. MON POWER | AGGREGATE | AEP | 2156110176 | EWILLARD | 69 KV | T1 | LOAD
1282935158 | AEPOHIO W.O. MON POWER | AGGREGATE | AEP | 32411233 | EWOOSTER | 138 KV | T1 | LOAD
1282935158 | AEPOHIO W.O. MON POWER | AGGREGATE | AEP | 1207064932 | EWOOSTER | 69 KV | LOAD1 | LOAD
1282935158 | AEPOHIO W.O. MON POWER | AGGREGATE | AEP | 32411241 | FAIRCRES | 138 KV | T1 | LOAD
1282935158 | AEPOHIO W.O. MON POWER | AGGREGATE | AEP | 2156109327 | FAIRDALE | 69 KV | T1 | LOAD
1282935158 | AEPOHIO W.O. MON POWER | AGGREGATE | AEP | 32411247 | FAYETTE | 138 KV | T1 | LOAD
1282935158 | AEPOHIO W.O. MON POWER | AGGREGATE | AEP | 32411265 | FIFTHAVE | 138 KV | T1 | LOAD
1282935158 | AEPOHIO W.O. MON POWER | AGGREGATE | AEP | 32411267 | FINDLAYC | 138 KV | T1 | LOAD
1282935158 | AEPOHIO W.O. MON POWER | AGGREGATE | AEP | 1369001956 | FLAGCITY | 138 KV | T1 | LOAD
1282935158 | AEPOHIO W.O. MON POWER | AGGREGATE | AEP | 32411293 | FORD | 138 KV | T1 | LOAD
1282935158 | AEPOHIO W.O. MON POWER | AGGREGATE | AEP | 32411295 | FORD | 138 KV | T2 | LOAD
1282935158 | AEPOHIO W.O. MON POWER | AGGREGATE | AEP | 1218905958 | FOREST3 | 69 KV | SUPPERSA | LOAD
1282935158 | AEPOHIO W.O. MON POWER | AGGREGATE | AEP | 1218905959 | FOREST3 | 69 KV | T2 | LOAD
1282935158 | AEPOHIO W.O. MON POWER | AGGREGATE | AEP | 1305122045 | FREEBYRD | 138 KV | XF1 | LOAD
1282935158 | AEPOHIO W.O. MON POWER | AGGREGATE | AEP | 1305122048 | FREEBYRD | 138 KV | XF2 | LOAD
1282935158 | AEPOHIO W.O. MON POWER | AGGREGATE | AEP | 1305122047 | FREEBYRD | 138 KV | XF3 | LOAD
1282935158 | AEPOHIO W.O. MON POWER | AGGREGATE | AEP | 1305122046 | FREEBYRD | 138 KV | XF4 | LOAD
1282935158 | AEPOHIO W.O. MON POWER | AGGREGATE | AEP | 1356152996 | FREMNT | 69 KV | LD2 | LOAD
1282935158 | AEPOHIO W.O. MON POWER | AGGREGATE | AEP | 1218904815 | FREMONTC | 69 KV | T2 | LOAD
1282935158 | AEPOHIO W.O. MON POWER | AGGREGATE | AEP | 1666104474 | FTJNINGS | 69 KV | JENNINGS | LOAD
1282935158 | AEPOHIO W.O. MON POWER | AGGREGATE | AEP | 32411333 | FULTON | 138 KV | T1 | LOAD
1282935158 | AEPOHIO W.O. MON POWER | AGGREGATE | AEP | 1318135484 | FULTONOP | 69 KV | GARDEN | LOAD
1282935158 | AEPOHIO W.O. MON POWER | AGGREGATE | AEP | 1318135485 | FULTONOP | 69 KV | T1 | LOAD
1282935158 | AEPOHIO W.O. MON POWER | AGGREGATE | AEP | 2156109322 | GABLESW | 138 KV | T1 | LOAD
1282935158 | AEPOHIO W.O. MON POWER | AGGREGATE | AEP | 32411339 | GAHANNA | 138 KV | T3 | LOAD
1282935158 | AEPOHIO W.O. MON POWER | AGGREGATE | AEP | 32411341 | GAHANNA | 138 KV | T4 | LOAD
1282935158 | AEPOHIO W.O. MON POWER | AGGREGATE | AEP | 32411355 | GAVINAEP | 138 KV | DWAS | LOAD
1282935158 | AEPOHIO W.O. MON POWER | AGGREGATE | AEP | 32411357 | GAVINAEP | 138 KV | IAAS | LOAD
1282935158 | AEPOHIO W.O. MON POWER | AGGREGATE | AEP | 1107281270 | GAVINAEP | 69 KV | AUX | LOAD
1282935158 | AEPOHIO W.O. MON POWER | AGGREGATE | AEP | 1666103825 | GAVINAEP | 69 KV | B | LOAD
1282935158 | AEPOHIO W.O. MON POWER | AGGREGATE | AEP | 32411367 | GAY | 138 KV | T1 | LOAD
1282935158 | AEPOHIO W.O. MON POWER | AGGREGATE | AEP | 32411369 | GAY | 138 KV | T2 | LOAD
1282935158 | AEPOHIO W.O. MON POWER | AGGREGATE | AEP | 2156110172 | GEMINI | 138 KV | LOAD1 | LOAD
1282935158 | AEPOHIO W.O. MON POWER | AGGREGATE | AEP | 2156110171 | GEMINI | 138 KV | LOAD2 | LOAD
1282935158 | AEPOHIO W.O. MON POWER | AGGREGATE | AEP | 32411373 | GENOA | 138 KV | T1 | LOAD
1282935158 | AEPOHIO W.O. MON POWER | AGGREGATE | AEP | 32411375 | GENOA | 138 KV | T2 | LOAD
1282935158 | AEPOHIO W.O. MON POWER | AGGREGATE | AEP | 32411377 | GENOA | 138 KV | T4 | LOAD
1282935158 | AEPOHIO W.O. MON POWER | AGGREGATE | AEP | 48933989 | GENOA | 138 KV | T5 | LOAD
1282935158 | AEPOHIO W.O. MON POWER | AGGREGATE | AEP | 32411387 | GINATCRE | 69 KV | PLYHGTS | LOAD
1282935158 | AEPOHIO W.O. MON POWER | AGGREGATE | AEP | 2156112429 | GLANDORF | 69 KV | T1 | LOAD
1282935158 | AEPOHIO W.O. MON POWER | AGGREGATE | AEP | 32411393 | GLENMOOR | 69 KV | T1 | LOAD
1282935158 | AEPOHIO W.O. MON POWER | AGGREGATE | AEP | 1318135483 | GLENNRUN | 69 KV | LOAD | LOAD
1282935158 | AEPOHIO W.O. MON POWER | AGGREGATE | AEP | 32411395 | GMBETHEL | 138 KV | T1 | LOAD
1282935158 | AEPOHIO W.O. MON POWER | AGGREGATE | AEP | 32411397 | GMCHANDL | 138 KV | T1 | LOAD
1282935158 | AEPOHIO W.O. MON POWER | AGGREGATE | AEP | 1084382956 | GOODHOPE | 138 KV | T1 | LOAD
1282935158 | AEPOHIO W.O. MON POWER | AGGREGATE | AEP | 74008651 | GREIF | 138 KV | T1LOAD | LOAD
1282935158 | AEPOHIO W.O. MON POWER | AGGREGATE | AEP | 74008653 | GREIF | 138 KV | T2LOAD | LOAD
1282935158 | AEPOHIO W.O. MON POWER | AGGREGATE | AEP | 32411441 | GROVES | 138 KV | T3 | LOAD
1282935158 | AEPOHIO W.O. MON POWER | AGGREGATE | AEP | 32411443 | GROVES | 138 KV | T4 | LOAD
1282935158 | AEPOHIO W.O. MON POWER | AGGREGATE | AEP | 32411445 | GROVES | 138 KV | T7 | LOAD
1282935158 | AEPOHIO W.O. MON POWER | AGGREGATE | AEP | 32411447 | GROVES | 138 KV | T8 | LOAD
1282935158 | AEPOHIO W.O. MON POWER | AGGREGATE | AEP | 32411461 | HALL | 138 KV | T1 | LOAD
1282935158 | AEPOHIO W.O. MON POWER | AGGREGATE | AEP | 32411463 | HALL | 138 KV | T2 | LOAD
1282935158 | AEPOHIO W.O. MON POWER | AGGREGATE | AEP | 32411467 | HAMMONDS | 69 KV | T2 | LOAD
1282935158 | AEPOHIO W.O. MON POWER | AGGREGATE | AEP | 2156111892 | HANNIBAL | 138 KV | NORTHSUB | LOAD
1282935158 | AEPOHIO W.O. MON POWER | AGGREGATE | AEP | 61482245 | HANTHORN | 138 KV | GOE | LOAD
1282935158 | AEPOHIO W.O. MON POWER | AGGREGATE | AEP | 32411483 | HAPCREME | 138 KV | T1 | LOAD
1282935158 | AEPOHIO W.O. MON POWER | AGGREGATE | AEP | 32411485 | HAPCREME | 138 KV | T2 | LOAD
1282935158 | AEPOHIO W.O. MON POWER | AGGREGATE | AEP | 2156111842 | HARPPUMP | 69 KV | T1 | LOAD
1282935158 | AEPOHIO W.O. MON POWER | AGGREGATE | AEP | 1388603657 | HARPSTER | 69 KV | T1 | LOAD
1282935158 | AEPOHIO W.O. MON POWER | AGGREGATE | AEP | 2156108998 | HARRISVI | 69 KV | PLEASNTG | LOAD
1282935158 | AEPOHIO W.O. MON POWER | AGGREGATE | AEP | 32411503 | HAVERHSW | 69 KV | T1 | LOAD
1282935158 | AEPOHIO W.O. MON POWER | AGGREGATE | AEP | 32411505 | HAVILAND | 138 KV | T2 | LOAD
1282935158 | AEPOHIO W.O. MON POWER | AGGREGATE | AEP | 1305122035 | HAZLTNAP | 138 KV | BEECHWD | LOAD
1282935158 | AEPOHIO W.O. MON POWER | AGGREGATE | AEP | 32411521 | HEATH | 138 KV | T4 | LOAD
1282935158 | AEPOHIO W.O. MON POWER | AGGREGATE | AEP | 32411525 | HESS | 138 KV | T1 | LOAD
1282935158 | AEPOHIO W.O. MON POWER | AGGREGATE | AEP | 32411527 | HESS | 138 KV | T2 | LOAD
1282935158 | AEPOHIO W.O. MON POWER | AGGREGATE | AEP | 32411529 | HESS | 138 KV | T3 | LOAD
1282935158 | AEPOHIO W.O. MON POWER | AGGREGATE | AEP | 32411531 | HESS | 138 KV | T4 | LOAD
1282935158 | AEPOHIO W.O. MON POWER | AGGREGATE | AEP | 1338421816 | HIGHLND2 | 69 KV | DUCKWALL | LOAD
1282935158 | AEPOHIO W.O. MON POWER | AGGREGATE | AEP | 1338421815 | HIGHLND2 | 69 KV | T1 | LOAD
1282935158 | AEPOHIO W.O. MON POWER | AGGREGATE | AEP | 1338421817 | HIGHLND2 | 69 KV | T2 | LOAD
1282935158 | AEPOHIO W.O. MON POWER | AGGREGATE | AEP | 2156108979 | HIGHLTER | 69 KV | T1 | LOAD
1282935158 | AEPOHIO W.O. MON POWER | AGGREGATE | AEP | 32411559 | HILLVIEW | 138 KV | T1 | LOAD
1282935158 | AEPOHIO W.O. MON POWER | AGGREGATE | AEP | 41935423 | HOCKING | 138 KV | T1 | LOAD
1282935158 | AEPOHIO W.O. MON POWER | AGGREGATE | AEP | 2156110837 | HOLMESSW | 69 KV | T1 | LOAD
1282935158 | AEPOHIO W.O. MON POWER | AGGREGATE | AEP | 2156110838 | HOLMESSW | 69 KV | T2 | LOAD
1282935158 | AEPOHIO W.O. MON POWER | AGGREGATE | AEP | 2156111778 | HOLRAN | 69 KV | T1 | LOAD
1282935158 | AEPOHIO W.O. MON POWER | AGGREGATE | AEP | 2156111885 | HOLRAN | 69 KV | T2 | LOAD
1282935158 | AEPOHIO W.O. MON POWER | AGGREGATE | AEP | 2156109009 | HOPEDALE | 69 KV | T1 | LOAD
1282935158 | AEPOHIO W.O. MON POWER | AGGREGATE | AEP | 32411623 | HUNTLEY2 | 138 KV | T3 | LOAD
1282935158 | AEPOHIO W.O. MON POWER | AGGREGATE | AEP | 32411625 | HUNTLEY2 | 138 KV | T4 | LOAD
1282935158 | AEPOHIO W.O. MON POWER | AGGREGATE | AEP | 32411627 | HUNTLEY2 | 138 KV | T5 | LOAD
1282935158 | AEPOHIO W.O. MON POWER | AGGREGATE | AEP | 2156110164 | HUNTLEY2 | 138 KV | T7 | LOAD
1282935158 | AEPOHIO W.O. MON POWER | AGGREGATE | AEP | 67719563 | HYATTCS | 138 KV | T2 LOAD | LOAD
1282935158 | AEPOHIO W.O. MON POWER | AGGREGATE | AEP | 1666104498 | IRONMAN | 69 KV | JACKSON | LOAD
1282935158 | AEPOHIO W.O. MON POWER | AGGREGATE | AEP | 2156109570 | ISABELLA | 138 KV | T1 | LOAD
1282935158 | AEPOHIO W.O. MON POWER | AGGREGATE | AEP | 48933991 | ITALIANV | 138 KV | XFM1 | LOAD
1282935158 | AEPOHIO W.O. MON POWER | AGGREGATE | AEP | 48933993 | ITALIANV | 138 KV | XFM2 | LOAD
1282935158 | AEPOHIO W.O. MON POWER | AGGREGATE | AEP | 2156110840 | JACOBSBU | 69 KV | PIPECREK | LOAD
1282935158 | AEPOHIO W.O. MON POWER | AGGREGATE | AEP | 1439645856 | JEFERSON | 69 KV | JEFF | LOAD
1282935158 | AEPOHIO W.O. MON POWER | AGGREGATE | AEP | 41935425 | JNCTCITY | 138 KV | T1 | LOAD
1282935158 | AEPOHIO W.O. MON POWER | AGGREGATE | AEP | 83734341 | JUGSTRET | 138 KV | LD-XF1 | LOAD
1282935158 | AEPOHIO W.O. MON POWER | AGGREGATE | AEP | 1305121627 | JUGSTRET | 138 KV | SMITHMIL | LOAD
1282935158 | AEPOHIO W.O. MON POWER | AGGREGATE | AEP | 1388603246 | JUGSTRET | 138 KV | T10 | LOAD
1282935158 | AEPOHIO W.O. MON POWER | AGGREGATE | AEP | 2156109564 | JUGSTRET | 138 KV | T2 | LOAD
1282935158 | AEPOHIO W.O. MON POWER | AGGREGATE | AEP | 1356153073 | JUGSTRET | 138 KV | T6 | LOAD
1282935158 | AEPOHIO W.O. MON POWER | AGGREGATE | AEP | 1356153074 | JUGSTRET | 138 KV | T7 | LOAD
1282935158 | AEPOHIO W.O. MON POWER | AGGREGATE | AEP | 1388603244 | JUGSTRET | 138 KV | T8 | LOAD
1282935158 | AEPOHIO W.O. MON POWER | AGGREGATE | AEP | 1388603245 | JUGSTRET | 138 KV | T9 | LOAD
1282935158 | AEPOHIO W.O. MON POWER | AGGREGATE | AEP | 1775814172 | JUNEROAD | 138 KV | T2 | LOAD
1282935158 | AEPOHIO W.O. MON POWER | AGGREGATE | AEP | 1666104461 | KALIDA | 69 KV | T1 | LOAD
1282935158 | AEPOHIO W.O. MON POWER | AGGREGATE | AEP | 1666104460 | KALIDA | 69 KV | T3 | LOAD
1282935158 | AEPOHIO W.O. MON POWER | AGGREGATE | AEP | 45565853 | KAMMER2 | 138 KV | FGD1 | LOAD
1282935158 | AEPOHIO W.O. MON POWER | AGGREGATE | AEP | 45565855 | KAMMER2 | 138 KV | FGD2 | LOAD
1282935158 | AEPOHIO W.O. MON POWER | AGGREGATE | AEP | 1218905041 | KAMMER2 | 138 KV | T5 LD | LOAD
1282935158 | AEPOHIO W.O. MON POWER | AGGREGATE | AEP | 1132284915 | KAMMER2 | 138 KV | T6 | LOAD
1282935158 | AEPOHIO W.O. MON POWER | AGGREGATE | AEP | 32411731 | KARL | 138 KV | T1 | LOAD
1282935158 | AEPOHIO W.O. MON POWER | AGGREGATE | AEP | 32411733 | KARL | 138 KV | T2 | LOAD
1282935158 | AEPOHIO W.O. MON POWER | AGGREGATE | AEP | 32411735 | KARL | 138 KV | T3 | LOAD
1282935158 | AEPOHIO W.O. MON POWER | AGGREGATE | AEP | 32411739 | KENNY | 138 KV | T1 | LOAD
1282935158 | AEPOHIO W.O. MON POWER | AGGREGATE | AEP | 32411741 | KENNY | 138 KV | T2 | LOAD
1282935158 | AEPOHIO W.O. MON POWER | AGGREGATE | AEP | 1218905969 | KENTON2 | 69 KV | T1 | LOAD
1282935158 | AEPOHIO W.O. MON POWER | AGGREGATE | AEP | 1218905970 | KENTON2 | 69 KV | T2 | LOAD
1282935158 | AEPOHIO W.O. MON POWER | AGGREGATE | AEP | 1248983175 | KENWORTH | 13.8 KV | LOAD11 | LOAD
1282935158 | AEPOHIO W.O. MON POWER | AGGREGATE | AEP | 1248983176 | KENWORTH | 13.8 KV | LOAD22 | LOAD
1282935158 | AEPOHIO W.O. MON POWER | AGGREGATE | AEP | 48933995 | KIMBERLY | 138 KV | T1 | LOAD
1282935158 | AEPOHIO W.O. MON POWER | AGGREGATE | AEP | 48933997 | KIMBERLY | 138 KV | T2 | LOAD
1282935158 | AEPOHIO W.O. MON POWER | AGGREGATE | AEP | 32411759 | KIRK | 138 KV | T1 | LOAD
1282935158 | AEPOHIO W.O. MON POWER | AGGREGATE | AEP | 32411761 | KIRK | 138 KV | T2 | LOAD
1282935158 | AEPOHIO W.O. MON POWER | AGGREGATE | AEP | 32411767 | KOTCOAL | 69 KV | T1 | LOAD
1282935158 | AEPOHIO W.O. MON POWER | AGGREGATE | AEP | 2156109006 | LAMIRASW | 69 KV | LAMIRA | LOAD
1282935158 | AEPOHIO W.O. MON POWER | AGGREGATE | AEP | 32411797 | LATTAVIL | 69 KV | T1 | LOAD
1282935158 | AEPOHIO W.O. MON POWER | AGGREGATE | AEP | 1666104486 | LATTY | 69 KV | T1 | LOAD
1282935158 | AEPOHIO W.O. MON POWER | AGGREGATE | AEP | 1666104478 | LATTYJCT | 69 KV | LATTY | LOAD
1282935158 | AEPOHIO W.O. MON POWER | AGGREGATE | AEP | 2156110842 | LAWRENSS | 69 KV | MCGINNIS | LOAD
1282935158 | AEPOHIO W.O. MON POWER | AGGREGATE | AEP | 1165472098 | LAWSHE | 69 KV | T1 | LOAD
1282935158 | AEPOHIO W.O. MON POWER | AGGREGATE | AEP | 1348255113 | LEATHERW | 69 KV | NCAMBRID | LOAD
1282935158 | AEPOHIO W.O. MON POWER | AGGREGATE | AEP | 1356153518 | LEESVIL2 | 138 KV | T1 | LOAD
1282935158 | AEPOHIO W.O. MON POWER | AGGREGATE | AEP | 1666104465 | LEIPSIC | 69 KV | T1 | LOAD
1282935158 | AEPOHIO W.O. MON POWER | AGGREGATE | AEP | 1666104466 | LEIPSIC | 69 KV | T2 | LOAD
1282935158 | AEPOHIO W.O. MON POWER | AGGREGATE | AEP | 1666104472 | LEMASTER | 138 KV | T1 | LOAD
1282935158 | AEPOHIO W.O. MON POWER | AGGREGATE | AEP | 1388603719 | LEVEE | 138 KV | LEVEE | LOAD
1282935158 | AEPOHIO W.O. MON POWER | AGGREGATE | AEP | 1356153536 | LEXNGTN | 69 KV | T1 | LOAD
1282935158 | AEPOHIO W.O. MON POWER | AGGREGATE | AEP | 1439645343 | LICK | 13 KV | T2 | LOAD
1282935158 | AEPOHIO W.O. MON POWER | AGGREGATE | AEP | 1439645345 | LICK | 13 KV | T3 | LOAD
1282935158 | AEPOHIO W.O. MON POWER | AGGREGATE | AEP | 1123171031 | LINDENAV | 69 KV | LOAD | LOAD
1282935158 | AEPOHIO W.O. MON POWER | AGGREGATE | AEP | 32411835 | LINWORTH | 138 KV | T2 | LOAD
1282935158 | AEPOHIO W.O. MON POWER | AGGREGATE | AEP | 32411837 | LINWORTH | 138 KV | T3 | LOAD
1282935158 | AEPOHIO W.O. MON POWER | AGGREGATE | AEP | 112586009 | LOCKHART | 138 KV | T1 | LOAD
1282935158 | AEPOHIO W.O. MON POWER | AGGREGATE | AEP | 2156110486 | LOCKWDOP | 69 KV | T1 | LOAD
1282935158 | AEPOHIO W.O. MON POWER | AGGREGATE | AEP | 32411855 | LSII | 138 KV | T1 | LOAD
1282935158 | AEPOHIO W.O. MON POWER | AGGREGATE | AEP | 32411857 | LSII | 138 KV | T2 | LOAD
1282935158 | AEPOHIO W.O. MON POWER | AGGREGATE | AEP | 32411865 | LYNNST | 138 KV | T1 | LOAD
1282935158 | AEPOHIO W.O. MON POWER | AGGREGATE | AEP | 1439645858 | MACKSBRG | 138 KV | T1 | LOAD
1282935158 | AEPOHIO W.O. MON POWER | AGGREGATE | AEP | 63381271 | MALISZEW | 138 KV | T5 | LOAD
1282935158 | AEPOHIO W.O. MON POWER | AGGREGATE | AEP | 2156111864 | MAPLEGR | 69 KV | T1 | LOAD
1282935158 | AEPOHIO W.O. MON POWER | AGGREGATE | AEP | 32411883 | MARION2 | 138 KV | T4 | LOAD
1282935158 | AEPOHIO W.O. MON POWER | AGGREGATE | AEP | 32411885 | MARION2 | 138 KV | T5 | LOAD
1282935158 | AEPOHIO W.O. MON POWER | AGGREGATE | AEP | 32411887 | MARION2 | 138 KV | T6 | LOAD
1282935158 | AEPOHIO W.O. MON POWER | AGGREGATE | AEP | 1666104457 | MARKCENT | 69 KV | COOP | LOAD
1282935158 | AEPOHIO W.O. MON POWER | AGGREGATE | AEP | 32411907 | MCCOMB | 138 KV | T1 | LOAD
1282935158 | AEPOHIO W.O. MON POWER | AGGREGATE | AEP | 32411909 | MCCOMB | 138 KV | T2 | LOAD
1282935158 | AEPOHIO W.O. MON POWER | AGGREGATE | AEP | 2156109911 | MEIGS | 138 KV | T1 | LOAD
1282935158 | AEPOHIO W.O. MON POWER | AGGREGATE | AEP | 32411951 | MEIGSCS | 69 KV | T1 | LOAD
1282935158 | AEPOHIO W.O. MON POWER | AGGREGATE | AEP | 2156110165 | MEIGSCS | 69 KV | T2 | LOAD
1282935158 | AEPOHIO W.O. MON POWER | AGGREGATE | AEP | 32411955 | MERCERBU | 138 KV | T1 | LOAD
1282935158 | AEPOHIO W.O. MON POWER | AGGREGATE | AEP | 2156109021 | MERRICKS | 69 KV | MERRICK | LOAD
1282935158 | AEPOHIO W.O. MON POWER | AGGREGATE | AEP | 32411969 | MIFFLIN | 138 KV | T2 | LOAD
1282935158 | AEPOHIO W.O. MON POWER | AGGREGATE | AEP | 106856773 | MIFFLIN | 138 KV | T3 | LOAD
1282935158 | AEPOHIO W.O. MON POWER | AGGREGATE | AEP | 32411971 | MILESAVE | 138 KV | T1 | LOAD
1282935158 | AEPOHIO W.O. MON POWER | AGGREGATE | AEP | 32411973 | MILLBROO | 138 KV | T6 | LOAD
1282935158 | AEPOHIO W.O. MON POWER | AGGREGATE | AEP | 1218905213 | MILLBROO | 69 KV | OSCO | LOAD
1282935158 | AEPOHIO W.O. MON POWER | AGGREGATE | AEP | 32411995 | MILLWOO2 | 138 KV | T1 | LOAD
1282935158 | AEPOHIO W.O. MON POWER | AGGREGATE | AEP | 40243245 | MILTONSW | 138 KV | T1 LOAD | LOAD
1282935158 | AEPOHIO W.O. MON POWER | AGGREGATE | AEP | 1439645857 | MINERAL | 138 KV | BUCKEYE | LOAD
1282935158 | AEPOHIO W.O. MON POWER | AGGREGATE | AEP | 2156112868 | MINERVA | 69 KV | T1 | LOAD
1282935158 | AEPOHIO W.O. MON POWER | AGGREGATE | AEP | 1666104489 | MINK | 138 KV | T3 | LOAD
1282935158 | AEPOHIO W.O. MON POWER | AGGREGATE | AEP | 1207066021 | MORELAN | 69 KV | LOAD1 | LOAD
1282935158 | AEPOHIO W.O. MON POWER | AGGREGATE | AEP | 32412027 | MORSE | 138 KV | T1 | LOAD
1282935158 | AEPOHIO W.O. MON POWER | AGGREGATE | AEP | 32412029 | MORSE | 138 KV | T2 | LOAD
1282935158 | AEPOHIO W.O. MON POWER | AGGREGATE | AEP | 1218905246 | MORSE | 138 KV | T3 | LOAD
1282935158 | AEPOHIO W.O. MON POWER | AGGREGATE | AEP | 32412035 | MOUND | 138 KV | T1 | LOAD
1282935158 | AEPOHIO W.O. MON POWER | AGGREGATE | AEP | 32412037 | MOUND | 138 KV | T2 | LOAD
1282935158 | AEPOHIO W.O. MON POWER | AGGREGATE | AEP | 1067161281 | MOUNDVIL | 69 KV | LD | LOAD
1282935158 | AEPOHIO W.O. MON POWER | AGGREGATE | AEP | 2156110469 | MOUNDVIL | 69 KV | T3 | LOAD
1282935158 | AEPOHIO W.O. MON POWER | AGGREGATE | AEP | 2156108960 | MTORB | 69 KV | MTORB | LOAD
1282935158 | AEPOHIO W.O. MON POWER | AGGREGATE | AEP | 32412051 | MULBERRY | 138 KV | T2 | LOAD
1282935158 | AEPOHIO W.O. MON POWER | AGGREGATE | AEP | 32412061 | MUSKING2 | 138 KV | GLOBEMET | LOAD
1282935158 | AEPOHIO W.O. MON POWER | AGGREGATE | AEP | 123900941 | MUSKING2 | 138 KV | SROKEBY | LOAD
1282935158 | AEPOHIO W.O. MON POWER | AGGREGATE | AEP | 32412065 | MWROCKPO | 138 KV | T1 | LOAD
1282935158 | AEPOHIO W.O. MON POWER | AGGREGATE | AEP | 2156112755 | NANCYCRK | 69 KV | T1 | LOAD
1282935158 | AEPOHIO W.O. MON POWER | AGGREGATE | AEP | 1666104452 | NANTWERP | 69 KV | EANWERP | LOAD
1282935158 | AEPOHIO W.O. MON POWER | AGGREGATE | AEP | 1369001564 | NATRIUM2 | 69 KV | MOBAY1 | LOAD
1282935158 | AEPOHIO W.O. MON POWER | AGGREGATE | AEP | 1369001566 | NATRIUM2 | 69 KV | PPG | LOAD
1282935158 | AEPOHIO W.O. MON POWER | AGGREGATE | AEP | 2156110478 | NAUVOORI | 138 KV | XCL1 | LOAD
1282935158 | AEPOHIO W.O. MON POWER | AGGREGATE | AEP | 2156110477 | NAUVOORI | 138 KV | XCL2 | LOAD
1282935158 | AEPOHIO W.O. MON POWER | AGGREGATE | AEP | 1356153150 | NBELLVIL | 69 KV | T1 | LOAD
1282935158 | AEPOHIO W.O. MON POWER | AGGREGATE | AEP | 1666104475 | NBLUFFTO | 69 KV | T1 | LOAD
1282935158 | AEPOHIO W.O. MON POWER | AGGREGATE | AEP | 1666104442 | NCECIL | 69 KV | CECIL | LOAD
1282935158 | AEPOHIO W.O. MON POWER | AGGREGATE | AEP | 1666104441 | NCOLUMBG | 69 KV | COLUMBUS | LOAD
1282935158 | AEPOHIO W.O. MON POWER | AGGREGATE | AEP | 1132285137 | NCOSHOCT | 69 KV | COSH | LOAD
1282935158 | AEPOHIO W.O. MON POWER | AGGREGATE | AEP | 32412083 | NCROWNCI | 138 KV | T1 | LOAD
1282935158 | AEPOHIO W.O. MON POWER | AGGREGATE | AEP | 2156110167 | NECANTON | 138 KV | T3 | LOAD
1282935158 | AEPOHIO W.O. MON POWER | AGGREGATE | AEP | 2156112667 | NECANTON | 69 KV | DIAMONDS | LOAD
1282935158 | AEPOHIO W.O. MON POWER | AGGREGATE | AEP | 2156112874 | NECANTON | 69 KV | EASTONS | LOAD
1282935158 | AEPOHIO W.O. MON POWER | AGGREGATE | AEP | 40243249 | NEGLEY | 138 KV | T1 LOAD | LOAD
1282935158 | AEPOHIO W.O. MON POWER | AGGREGATE | AEP | 2155501922 | NEWBERY | 138 KV | PROTEC1 | LOAD
1282935158 | AEPOHIO W.O. MON POWER | AGGREGATE | AEP | 1207065429 | NEWCOMER | 69 KV | LOAD1 | LOAD
1282935158 | AEPOHIO W.O. MON POWER | AGGREGATE | AEP | 32412111 | NEWLIBER | 138 KV | T1 | LOAD
1282935158 | AEPOHIO W.O. MON POWER | AGGREGATE | AEP | 48934007 | NEWLIBER | 138 KV | T4 | LOAD
1282935158 | AEPOHIO W.O. MON POWER | AGGREGATE | AEP | 2156109027 | NEWPHILA | 69 KV | T3 | LOAD
1282935158 | AEPOHIO W.O. MON POWER | AGGREGATE | AEP | 2156109026 | NEWPHILA | 69 KV | T4 | LOAD
1282935158 | AEPOHIO W.O. MON POWER | AGGREGATE | AEP | 32412121 | NFAIRFIE | 138 KV | T1T2 | LOAD
1282935158 | AEPOHIO W.O. MON POWER | AGGREGATE | AEP | 32412123 | NFINDLAY | 138 KV | T1 | LOAD
1282935158 | AEPOHIO W.O. MON POWER | AGGREGATE | AEP | 32412125 | NFINDLAY | 138 KV | T2 | LOAD
1282935158 | AEPOHIO W.O. MON POWER | AGGREGATE | AEP | 2156112246 | NFREDRIC | 69 KV | LOAD1 | LOAD
1282935158 | AEPOHIO W.O. MON POWER | AGGREGATE | AEP | 61482249 | NHAVERHI | 69 KV | SUN COKE | LOAD
1282935158 | AEPOHIO W.O. MON POWER | AGGREGATE | AEP | 1666104448 | NHICKSVI | 69 KV | COOP | LOAD
1282935158 | AEPOHIO W.O. MON POWER | AGGREGATE | AEP | 1666104445 | NHICKSVI | 69 KV | T1 | LOAD
1282935158 | AEPOHIO W.O. MON POWER | AGGREGATE | AEP | 1666104449 | NHICKSVI | 69 KV | T2 | LOAD
1282935158 | AEPOHIO W.O. MON POWER | AGGREGATE | AEP | 2156109012 | NHOPEDAL | 69 KV | HARRISON | LOAD
1282935158 | AEPOHIO W.O. MON POWER | AGGREGATE | AEP | 1666104444 | NKALIDA | 69 KV | KALIDA | LOAD
1282935158 | AEPOHIO W.O. MON POWER | AGGREGATE | AEP | 1666104467 | NLEIPSSW | 69 KV | NLEIPSIC | LOAD
1282935158 | AEPOHIO W.O. MON POWER | AGGREGATE | AEP | 1666104481 | NMIDDLEP | 69 KV | T1 | LOAD
1282935158 | AEPOHIO W.O. MON POWER | AGGREGATE | AEP | 32412143 | NMUSKING | 138 KV | T1 | LOAD
1282935158 | AEPOHIO W.O. MON POWER | AGGREGATE | AEP | 1348254774 | NNEWARK | 138 KV | T5 | LOAD
1282935158 | AEPOHIO W.O. MON POWER | AGGREGATE | AEP | 1356153176 | NPROCTO2 | 138 KV | T3 | LOAD
1282935158 | AEPOHIO W.O. MON POWER | AGGREGATE | AEP | 1666104488 | NSPENCER | 69 KV | T1 | LOAD
1282935158 | AEPOHIO W.O. MON POWER | AGGREGATE | AEP | 1666104495 | NVANWERT | 69 KV | VAN | LOAD
1282935158 | AEPOHIO W.O. MON POWER | AGGREGATE | AEP | 1305121728 | NWALDO | 69 KV | T2 | LOAD
1282935158 | AEPOHIO W.O. MON POWER | AGGREGATE | AEP | 2156110173 | NWASHNTN | 69 KV | LOAD | LOAD
1282935158 | AEPOHIO W.O. MON POWER | AGGREGATE | AEP | 32412165 | NWELLSVL | 69 KV | T1 | LOAD
1282935158 | AEPOHIO W.O. MON POWER | AGGREGATE | AEP | 2156110179 | NWILLARD | 69 KV | LOAD | LOAD
1282935158 | AEPOHIO W.O. MON POWER | AGGREGATE | AEP | 32412167 | NWLIMA | 138 KV | T1 | LOAD
1282935158 | AEPOHIO W.O. MON POWER | AGGREGATE | AEP | 32412171 | NZANESVI | 138 KV | T1 | LOAD
1282935158 | AEPOHIO W.O. MON POWER | AGGREGATE | AEP | 2156112835 | OAKWOODR | 69 KV | T1 | LOAD
1282935158 | AEPOHIO W.O. MON POWER | AGGREGATE | AEP | 1132285189 | OHIOCENT | 69 KV | LOAD | LOAD
1282935158 | AEPOHIO W.O. MON POWER | AGGREGATE | AEP | 2156112747 | ONEIDASW | 69 KV | COLFOR | LOAD
1282935158 | AEPOHIO W.O. MON POWER | AGGREGATE | AEP | 32412197 | ORDNANCE | 138 KV | T2 | LOAD
1282935158 | AEPOHIO W.O. MON POWER | AGGREGATE | AEP | 32412199 | ORDNANCE | 138 KV | T3 | LOAD
1282935158 | AEPOHIO W.O. MON POWER | AGGREGATE | AEP | 32412215 | OSU | 138 KV | T1 | LOAD
1282935158 | AEPOHIO W.O. MON POWER | AGGREGATE | AEP | 32412217 | OSU | 138 KV | T2 | LOAD
1282935158 | AEPOHIO W.O. MON POWER | AGGREGATE | AEP | 51519917 | OSU | 138 KV | T3 | LOAD
1282935158 | AEPOHIO W.O. MON POWER | AGGREGATE | AEP | 1067161378 | OSU | 138 KV | T4 | LOAD
1282935158 | AEPOHIO W.O. MON POWER | AGGREGATE | AEP | 1666104484 | OTTOVILL | 69 KV | T1 | LOAD
1282935158 | AEPOHIO W.O. MON POWER | AGGREGATE | AEP | 1666104485 | OTTOVILL | 69 KV | T2 | LOAD
1282935158 | AEPOHIO W.O. MON POWER | AGGREGATE | AEP | 98369933 | OUTERBEL | 138 KV | METAL | LOAD
1282935158 | AEPOHIO W.O. MON POWER | AGGREGATE | AEP | 40243251 | PACKARD2 | 138 KV | T1 LOAD | LOAD
1282935158 | AEPOHIO W.O. MON POWER | AGGREGATE | AEP | 1248984091 | PANDARD | 138 KV | CARROLL | LOAD
1282935158 | AEPOHIO W.O. MON POWER | AGGREGATE | AEP | 1666104476 | PANDORA | 69 KV | T1 | LOAD
1282935158 | AEPOHIO W.O. MON POWER | AGGREGATE | AEP | 32412225 | PANHANDL | 69 KV | T1 | LOAD
1282935158 | AEPOHIO W.O. MON POWER | AGGREGATE | AEP | 32412229 | PATRIOT | 138 KV | T1 | LOAD
1282935158 | AEPOHIO W.O. MON POWER | AGGREGATE | AEP | 98369935 | PATRIOTC | 138 KV | T1 | LOAD
1282935158 | AEPOHIO W.O. MON POWER | AGGREGATE | AEP | 1666104451 | PAULDING | 69 KV | T1 | LOAD
1282935158 | AEPOHIO W.O. MON POWER | AGGREGATE | AEP | 1666104504 | PAYNE | 69 KV | T1 | LOAD
1282935158 | AEPOHIO W.O. MON POWER | AGGREGATE | AEP | 1439645859 | PEDRO | 69 KV | SUPERIOR | LOAD
1282935158 | AEPOHIO W.O. MON POWER | AGGREGATE | AEP | 2156112694 | PEKIN | 69 KV | T2 | LOAD
1282935158 | AEPOHIO W.O. MON POWER | AGGREGATE | AEP | 1305122043 | PETERSBG | 69 KV | PETECOOP | LOAD
1282935158 | AEPOHIO W.O. MON POWER | AGGREGATE | AEP | 32412243 | PETERSCS | 69 KV | T1 | LOAD
1282935158 | AEPOHIO W.O. MON POWER | AGGREGATE | AEP | 2156109329 | PINERIGE | 69 KV | T1 | LOAD
1282935158 | AEPOHIO W.O. MON POWER | AGGREGATE | AEP | 2156110844 | PLEASNTS | 69 KV | T1 | LOAD
1282935158 | AEPOHIO W.O. MON POWER | AGGREGATE | AEP | 2156110845 | PLEASNTS | 69 KV | T2 | LOAD
1282935158 | AEPOHIO W.O. MON POWER | AGGREGATE | AEP | 32412281 | POLARIS | 138 KV | T1 | LOAD
1282935158 | AEPOHIO W.O. MON POWER | AGGREGATE | AEP | 40243239 | POLARIS | 138 KV | T2 | LOAD
1282935158 | AEPOHIO W.O. MON POWER | AGGREGATE | AEP | 1248984100 | POLO | 138 KV | POLO_LD | LOAD
1282935158 | AEPOHIO W.O. MON POWER | AGGREGATE | AEP | 1067161416 | POLYMER | 138 KV | ARMSTRNG | LOAD
1282935158 | AEPOHIO W.O. MON POWER | AGGREGATE | AEP | 2156110168 | POLYMER | 138 KV | T1 | LOAD
1282935158 | AEPOHIO W.O. MON POWER | AGGREGATE | AEP | 32412289 | POWELSON | 138 KV | T1 | LOAD
1282935158 | AEPOHIO W.O. MON POWER | AGGREGATE | AEP | 1666104499 | PPANTWER | 69 KV | T1 | LOAD
1282935158 | AEPOHIO W.O. MON POWER | AGGREGATE | AEP | 63381273 | PROGRESS | 138 KV | T1 | LOAD
1282935158 | AEPOHIO W.O. MON POWER | AGGREGATE | AEP | 65732129 | PROGRESS | 138 KV | XT2 LOAD | LOAD
1282935158 | AEPOHIO W.O. MON POWER | AGGREGATE | AEP | 32412301 | PROMWAY | 138 KV | T1 | LOAD
1282935158 | AEPOHIO W.O. MON POWER | AGGREGATE | AEP | 2156109017 | RAIDERSW | 69 KV | MARATHON | LOAD
1282935158 | AEPOHIO W.O. MON POWER | AGGREGATE | AEP | 2156108964 | RANNELL | 69 KV | CUMBERLD | LOAD
1282935158 | AEPOHIO W.O. MON POWER | AGGREGATE | AEP | 32412317 | RAVEN | 69 KV | T1 | LOAD
1282935158 | AEPOHIO W.O. MON POWER | AGGREGATE | AEP | 2156111830 | RAY | 69 KV | T1 | LOAD
1282935158 | AEPOHIO W.O. MON POWER | AGGREGATE | AEP | 2156111828 | RAY | 69 KV | T2 | LOAD
1282935158 | AEPOHIO W.O. MON POWER | AGGREGATE | AEP | 2156108972 | REAVER | 138 KV | T4 | LOAD
1282935158 | AEPOHIO W.O. MON POWER | AGGREGATE | AEP | 32412327 | REEDURBA | 138 KV | T1 | LOAD
1282935158 | AEPOHIO W.O. MON POWER | AGGREGATE | AEP | 32412329 | REEDURBA | 138 KV | T2 | LOAD
1282935158 | AEPOHIO W.O. MON POWER | AGGREGATE | AEP | 106856775 | REFORM | 138 KV | REFORM1 | LOAD
1282935158 | AEPOHIO W.O. MON POWER | AGGREGATE | AEP | 106856777 | REFORM | 138 KV | REFORM2 | LOAD
1282935158 | AEPOHIO W.O. MON POWER | AGGREGATE | AEP | 32412335 | REPUBLIC | 138 KV | T1 | LOAD
1282935158 | AEPOHIO W.O. MON POWER | AGGREGATE | AEP | 32412337 | REPUBLIC | 138 KV | T2 | LOAD
1282935158 | AEPOHIO W.O. MON POWER | AGGREGATE | AEP | 32412339 | REPUBLIC | 138 KV | T3 | LOAD
1282935158 | AEPOHIO W.O. MON POWER | AGGREGATE | AEP | 2156109024 | REXFRDSW | 69 KV | SUNOCO | LOAD
1282935158 | AEPOHIO W.O. MON POWER | AGGREGATE | AEP | 2156110484 | RIDGELY | 138 KV | T1 | LOAD
1282935158 | AEPOHIO W.O. MON POWER | AGGREGATE | AEP | 32412365 | RIO | 138 KV | T1 | LOAD
1282935158 | AEPOHIO W.O. MON POWER | AGGREGATE | AEP | 1666104063 | RIO | 138 KV | T2 | LOAD
1282935158 | AEPOHIO W.O. MON POWER | AGGREGATE | AEP | 1552831317 | RISNGSUN | 138 KV | NCEC | LOAD
1282935158 | AEPOHIO W.O. MON POWER | AGGREGATE | AEP | 1218905965 | RIVERVW | 69 KV | T1 | LOAD
1282935158 | AEPOHIO W.O. MON POWER | AGGREGATE | AEP | 1218905966 | RIVERVW | 69 KV | T2 | LOAD
1282935158 | AEPOHIO W.O. MON POWER | AGGREGATE | AEP | 32412393 | ROBERTS2 | 13 KV | T3 | LOAD
1282935158 | AEPOHIO W.O. MON POWER | AGGREGATE | AEP | 32412395 | ROBERTS2 | 13 KV | T4 | LOAD
1282935158 | AEPOHIO W.O. MON POWER | AGGREGATE | AEP | 2156112913 | ROBERTSV | 69 KV | T1 | LOAD
1282935158 | AEPOHIO W.O. MON POWER | AGGREGATE | AEP | 2156108966 | ROBYVILL | 69 KV | T1 | LOAD
1282935158 | AEPOHIO W.O. MON POWER | AGGREGATE | AEP | 2156108965 | ROBYVILL | 69 KV | T2 | LOAD
1282935158 | AEPOHIO W.O. MON POWER | AGGREGATE | AEP | 32412411 | ROCKHILL | 138 KV | T4 | LOAD
1282935158 | AEPOHIO W.O. MON POWER | AGGREGATE | AEP | 32412413 | ROCKHILL | 34 KV | BLUELICK | LOAD
1282935158 | AEPOHIO W.O. MON POWER | AGGREGATE | AEP | 32412415 | ROCKHILL | 34 KV | DANACORP | LOAD
1282935158 | AEPOHIO W.O. MON POWER | AGGREGATE | AEP | 32412417 | ROCKHILL | 34 KV | ELIZABET | LOAD
1282935158 | AEPOHIO W.O. MON POWER | AGGREGATE | AEP | 32412419 | ROCKHILL | 34 KV | JONESCTY | LOAD
1282935158 | AEPOHIO W.O. MON POWER | AGGREGATE | AEP | 32412421 | ROCKHILL | 34 KV | LOAD | LOAD
1282935158 | AEPOHIO W.O. MON POWER | AGGREGATE | AEP | 32412425 | ROCKHILL | 34 KV | NEUBRECH | LOAD
1282935158 | AEPOHIO W.O. MON POWER | AGGREGATE | AEP | 32412427 | ROCKHILL | 34 KV | ROBBAVEN | LOAD
1282935158 | AEPOHIO W.O. MON POWER | AGGREGATE | AEP | 1348254841 | ROSS | 138 KV | TR1 | LOAD
1282935158 | AEPOHIO W.O. MON POWER | AGGREGATE | AEP | 1348254842 | ROSS | 138 KV | TR2 | LOAD
1282935158 | AEPOHIO W.O. MON POWER | AGGREGATE | AEP | 1666104473 | ROUSE | 138 KV | WASHNGTN | LOAD
1282935158 | AEPOHIO W.O. MON POWER | AGGREGATE | AEP | 53048721 | ROZELLE | 138 KV | T1 | LOAD
1282935158 | AEPOHIO W.O. MON POWER | AGGREGATE | AEP | 32412463 | RUTLAND | 138 KV | T1 | LOAD
1282935158 | AEPOHIO W.O. MON POWER | AGGREGATE | AEP | 1379257596 | RUTLAND | 138 KV | T2 | LOAD
1282935158 | AEPOHIO W.O. MON POWER | AGGREGATE | AEP | 1348255112 | SALTFORK | 69 KV | SALT | LOAD
1282935158 | AEPOHIO W.O. MON POWER | AGGREGATE | AEP | 2156112625 | SANDYVAL | 69 KV | T1 | LOAD
1282935158 | AEPOHIO W.O. MON POWER | AGGREGATE | AEP | 2156110156 | SARDINIA | 138 KV | T1 | LOAD
1282935158 | AEPOHIO W.O. MON POWER | AGGREGATE | AEP | 2156112757 | SAVANNAH | 69 KV | T1 | LOAD
1282935158 | AEPOHIO W.O. MON POWER | AGGREGATE | AEP | 2156112969 | SAVANNAH | 69 KV | T3 | LOAD
1282935158 | AEPOHIO W.O. MON POWER | AGGREGATE | AEP | 2156112707 | SAVANNAH | 69 KV | T4 | LOAD
1282935158 | AEPOHIO W.O. MON POWER | AGGREGATE | AEP | 32412477 | SAWMILL | 138 KV | T1 | LOAD
1282935158 | AEPOHIO W.O. MON POWER | AGGREGATE | AEP | 32412479 | SAWMILL | 138 KV | T2 | LOAD
1282935158 | AEPOHIO W.O. MON POWER | AGGREGATE | AEP | 32412481 | SAWMILL | 138 KV | T3 | LOAD
1282935158 | AEPOHIO W.O. MON POWER | AGGREGATE | AEP | 67719571 | SAWMILL | 138 KV | T4 | LOAD
1282935158 | AEPOHIO W.O. MON POWER | AGGREGATE | AEP | 32412483 | SBALTIMO | 138 KV | T1 | LOAD
1282935158 | AEPOHIO W.O. MON POWER | AGGREGATE | AEP | 2156108963 | SBELMONT | 69 KV | SBELMONT | LOAD
1282935158 | AEPOHIO W.O. MON POWER | AGGREGATE | AEP | 2156111843 | SBENTON | 69 KV | T1 | LOAD
1282935158 | AEPOHIO W.O. MON POWER | AGGREGATE | AEP | 1218905511 | SBERWICK | 69 KV | CAREY | LOAD
1282935158 | AEPOHIO W.O. MON POWER | AGGREGATE | AEP | 1207065657 | SCADIZ | 69 KV | LOAD1 | LOAD
1282935158 | AEPOHIO W.O. MON POWER | AGGREGATE | AEP | 32412505 | SCALCUTT | 69 KV | CALCUTTA | LOAD
1282935158 | AEPOHIO W.O. MON POWER | AGGREGATE | AEP | 2156109325 | SCAMBRID | 69 KV | T1 | LOAD
1282935158 | AEPOHIO W.O. MON POWER | AGGREGATE | AEP | 2156109324 | SCAMBRID | 69 KV | T2 | LOAD
1282935158 | AEPOHIO W.O. MON POWER | AGGREGATE | AEP | 2156109326 | SCAMBRID | 69 KV | T3 | LOAD
1282935158 | AEPOHIO W.O. MON POWER | AGGREGATE | AEP | 32412507 | SCANTON2 | 138 KV | T2 | LOAD
1282935158 | AEPOHIO W.O. MON POWER | AGGREGATE | AEP | 32412509 | SCENTRAL | 138 KV | T1 | LOAD
1282935158 | AEPOHIO W.O. MON POWER | AGGREGATE | AEP | 2156112803 | SCENTRAL | 138 KV | T2 | LOAD
1282935158 | AEPOHIO W.O. MON POWER | AGGREGATE | AEP | 2156112796 | SCENTRAL | 138 KV | T3 | LOAD
1282935158 | AEPOHIO W.O. MON POWER | AGGREGATE | AEP | 2156108974 | SCHOENBR | 69 KV | T1 | LOAD
1282935158 | AEPOHIO W.O. MON POWER | AGGREGATE | AEP | 32412517 | SCIOTOTR | 138 KV | T2 | LOAD
1282935158 | AEPOHIO W.O. MON POWER | AGGREGATE | AEP | 32412521 | SCIOTOVI | 69 KV | T1 | LOAD
1282935158 | AEPOHIO W.O. MON POWER | AGGREGATE | AEP | 1132285388 | SCOSHOCT | 138 KV | T4 | LOAD
1282935158 | AEPOHIO W.O. MON POWER | AGGREGATE | AEP | 1132285386 | SCOSHOCT | 69 KV | LOAD | LOAD
1282935158 | AEPOHIO W.O. MON POWER | AGGREGATE | AEP | 1207065676 | SCUMBERL | 69 KV | LOAD1 | LOAD
1282935158 | AEPOHIO W.O. MON POWER | AGGREGATE | AEP | 1666104487 | SDELPHOS | 69 KV | T1 | LOAD
1282935158 | AEPOHIO W.O. MON POWER | AGGREGATE | AEP | 1218905553 | SHANNON | 138 KV | TR2 | LOAD
1282935158 | AEPOHIO W.O. MON POWER | AGGREGATE | AEP | 1218905936 | SHANNON2 | 138 KV | T1 | LOAD
1282935158 | AEPOHIO W.O. MON POWER | AGGREGATE | AEP | 32412567 | SHAWNEER | 138 KV | T1 | LOAD
1282935158 | AEPOHIO W.O. MON POWER | AGGREGATE | AEP | 1132285414 | SHELBYOP | 138 KV | T2 | LOAD
1282935158 | AEPOHIO W.O. MON POWER | AGGREGATE | AEP | 2156108968 | SHEPHERT | 69 KV | T1 | LOAD
1282935158 | AEPOHIO W.O. MON POWER | AGGREGATE | AEP | 2156111899 | SHINNICK | 69 KV | T1 | LOAD
1282935158 | AEPOHIO W.O. MON POWER | AGGREGATE | AEP | 1207066053 | SHREVE | 69 KV | LOAD1 | LOAD
1282935158 | AEPOHIO W.O. MON POWER | AGGREGATE | AEP | 1207066054 | SHREVE | 69 KV | LOAD2 | LOAD
1282935158 | AEPOHIO W.O. MON POWER | AGGREGATE | AEP | 32412587 | SINKINGS | 138 KV | T1 | LOAD
1282935158 | AEPOHIO W.O. MON POWER | AGGREGATE | AEP | 1218905573 | SKENTON | 69 KV | LOAD 1 | LOAD
1282935158 | AEPOHIO W.O. MON POWER | AGGREGATE | AEP | 1666104482 | SKOSSUTH | 69 KV | KOSSUTH | LOAD
1282935158 | AEPOHIO W.O. MON POWER | AGGREGATE | AEP | 32412601 | SLANCAST | 138 KV | T1 | LOAD
1282935158 | AEPOHIO W.O. MON POWER | AGGREGATE | AEP | 32412603 | SLANCAST | 138 KV | T2 | LOAD
1282935158 | AEPOHIO W.O. MON POWER | AGGREGATE | AEP | 32412605 | SLATE | 69 KV | T1 | LOAD
1282935158 | AEPOHIO W.O. MON POWER | AGGREGATE | AEP | 32412607 | SLUCASVI | 138 KV | T1 | LOAD
1282935158 | AEPOHIO W.O. MON POWER | AGGREGATE | AEP | 2156112850 | SMALVERN | 69 KV | MALVERN | LOAD
1282935158 | AEPOHIO W.O. MON POWER | AGGREGATE | AEP | 32412621 | SMILLERS | 138 KV | T1 | LOAD
1282935158 | AEPOHIO W.O. MON POWER | AGGREGATE | AEP | 2156111783 | SMORRAL | 69 KV | RIDGE | LOAD
1282935158 | AEPOHIO W.O. MON POWER | AGGREGATE | AEP | 2156111794 | SMORRAL | 69 KV | T1 | LOAD
1282935158 | AEPOHIO W.O. MON POWER | AGGREGATE | AEP | 1439645862 | SOLIVESW | 138 KV | SOLIVE | LOAD
1282935158 | AEPOHIO W.O. MON POWER | AGGREGATE | AEP | 2156108953 | SOMERTON | 69 KV | SOMERTON | LOAD
1282935158 | AEPOHIO W.O. MON POWER | AGGREGATE | AEP | 32413151 | SOUTHERL | 69 KV | A | LOAD
1282935158 | AEPOHIO W.O. MON POWER | AGGREGATE | AEP | 2156109013 | SPARROW | 69 KV | MARKWEST | LOAD
1282935158 | AEPOHIO W.O. MON POWER | AGGREGATE | AEP | 2156112646 | SPARTASW | 69 KV | MARATHON | LOAD
1282935158 | AEPOHIO W.O. MON POWER | AGGREGATE | AEP | 2156108983 | SPEIDEL | 69 KV | HANNACOL | LOAD
1282935158 | AEPOHIO W.O. MON POWER | AGGREGATE | AEP | 32412649 | SPOINT | 138 KV | T2 | LOAD
1282935158 | AEPOHIO W.O. MON POWER | AGGREGATE | AEP | 32412653 | SPOINT | 138 KV | T6 | LOAD
1282935158 | AEPOHIO W.O. MON POWER | AGGREGATE | AEP | 2156110833 | SPOINT | 34.5 KV | LOAD | LOAD
1282935158 | AEPOHIO W.O. MON POWER | AGGREGATE | AEP | 1666104450 | SRICESW | 69 KV | CONT | LOAD
1282935158 | AEPOHIO W.O. MON POWER | AGGREGATE | AEP | 2156112960 | STANLEYC | 69 KV | REPUBLIC | LOAD
1282935158 | AEPOHIO W.O. MON POWER | AGGREGATE | AEP | 2156112857 | STANLEYC | 69 KV | T2 | LOAD
1282935158 | AEPOHIO W.O. MON POWER | AGGREGATE | AEP | 32412687 | STATEOPC | 69 KV | T1 | LOAD
1282935158 | AEPOHIO W.O. MON POWER | AGGREGATE | AEP | 32412691 | STCLAIR2 | 138 KV | T2 | LOAD
1282935158 | AEPOHIO W.O. MON POWER | AGGREGATE | AEP | 32412693 | STCLAIR2 | 138 KV | T3 | LOAD
1282935158 | AEPOHIO W.O. MON POWER | AGGREGATE | AEP | 32412695 | STCLAIRA | 69 KV | T1 | LOAD
1282935158 | AEPOHIO W.O. MON POWER | AGGREGATE | AEP | 2156108967 | STCLAIRS | 69 KV | T1 | LOAD
1282935158 | AEPOHIO W.O. MON POWER | AGGREGATE | AEP | 1132285487 | STEAMTOW | 138 KV | T1 | LOAD
1282935158 | AEPOHIO W.O. MON POWER | AGGREGATE | AEP | 1165471906 | STEAMTOW | 138 KV | T2 | LOAD
1282935158 | AEPOHIO W.O. MON POWER | AGGREGATE | AEP | 1165471907 | STEAMTOW | 138 KV | T3 | LOAD
1282935158 | AEPOHIO W.O. MON POWER | AGGREGATE | AEP | 1348254902 | STEAMTOW | 138 KV | T4 | LOAD
1282935158 | AEPOHIO W.O. MON POWER | AGGREGATE | AEP | 32412699 | STELZER | 138 KV | T2 | LOAD
1282935158 | AEPOHIO W.O. MON POWER | AGGREGATE | AEP | 2156109320 | STERLING | 138 KV | T3 | LOAD
1282935158 | AEPOHIO W.O. MON POWER | AGGREGATE | AEP | 2156109319 | STERLING | 138 KV | T4 | LOAD
1282935158 | AEPOHIO W.O. MON POWER | AGGREGATE | AEP | 65732131 | STEUBENV | 69 KV | LOAD1 | LOAD
1282935158 | AEPOHIO W.O. MON POWER | AGGREGATE | AEP | 32412711 | STGEORG | 69 KV | T1 | LOAD
1282935158 | AEPOHIO W.O. MON POWER | AGGREGATE | AEP | 76427725 | STIMKEN | 138 KV | LD1 | LOAD
1282935158 | AEPOHIO W.O. MON POWER | AGGREGATE | AEP | 76427727 | STIMKEN | 138 KV | LD2 | LOAD
1282935158 | AEPOHIO W.O. MON POWER | AGGREGATE | AEP | 76427729 | STIMKEN | 138 KV | LD3 | LOAD
1282935158 | AEPOHIO W.O. MON POWER | AGGREGATE | AEP | 76427731 | STIMKEN | 138 KV | LD4 | LOAD
1282935158 | AEPOHIO W.O. MON POWER | AGGREGATE | AEP | 1379257889 | STONESTR | 69 KV | T2 | LOAD
1282935158 | AEPOHIO W.O. MON POWER | AGGREGATE | AEP | 1379257892 | STONESTR | 69 KV | T3 | LOAD
1282935158 | AEPOHIO W.O. MON POWER | AGGREGATE | AEP | 32412737 | STORONT2 | 69 KV | EUCLITAP | LOAD
1282935158 | AEPOHIO W.O. MON POWER | AGGREGATE | AEP | 67719573 | STRABURG | 138 KV | T1LOAD | LOAD
1282935158 | AEPOHIO W.O. MON POWER | AGGREGATE | AEP | 32412743 | STRATTON | 69 KV | T1 | LOAD
1282935158 | AEPOHIO W.O. MON POWER | AGGREGATE | AEP | 32412745 | STROUDSR | 138 KV | T1 | LOAD
1282935158 | AEPOHIO W.O. MON POWER | AGGREGATE | AEP | 32412747 | STROUDSR | 138 KV | T2 | LOAD
1282935158 | AEPOHIO W.O. MON POWER | AGGREGATE | AEP | 2156111801 | SUGARCRT | 138 KV | T1 | LOAD
1282935158 | AEPOHIO W.O. MON POWER | AGGREGATE | AEP | 2156111788 | SUGARCRT | 69 KV | T2 | LOAD
1282935158 | AEPOHIO W.O. MON POWER | AGGREGATE | AEP | 32412769 | SULPHURS | 138 KV | T1 | LOAD
1282935158 | AEPOHIO W.O. MON POWER | AGGREGATE | AEP | 1379257897 | SUMAC | 138 KV | T4 | LOAD
1282935158 | AEPOHIO W.O. MON POWER | AGGREGATE | AEP | 1379257898 | SUMAC | 138 KV | T5 | LOAD
1282935158 | AEPOHIO W.O. MON POWER | AGGREGATE | AEP | 2156108955 | SUMMERFI | 69 KV | SUMMERFI | LOAD
1282935158 | AEPOHIO W.O. MON POWER | AGGREGATE | AEP | 2156108999 | SUMMERHI | 69 KV | T1 | LOAD
1282935158 | AEPOHIO W.O. MON POWER | AGGREGATE | AEP | 2156112788 | SUMMITVI | 69 KV | T1 | LOAD
1282935158 | AEPOHIO W.O. MON POWER | AGGREGATE | AEP | 1666104493 | SUNDAY | 138 KV | TRIMBLE | LOAD
1282935158 | AEPOHIO W.O. MON POWER | AGGREGATE | AEP | 32412781 | SUNNYSOP | 138 KV | T4 | LOAD
1282935158 | AEPOHIO W.O. MON POWER | AGGREGATE | AEP | 32412783 | SUNNYSOP | 138 KV | T5 | LOAD
1282935158 | AEPOHIO W.O. MON POWER | AGGREGATE | AEP | 32412785 | SUNNYSOP | 138 KV | T6 | LOAD
1282935158 | AEPOHIO W.O. MON POWER | AGGREGATE | AEP | 2156112823 | SUNNYSOP | 69 KV | SHERRICK | LOAD
1282935158 | AEPOHIO W.O. MON POWER | AGGREGATE | AEP | 1666104506 | SVANWERT | 69 KV | T1 | LOAD
1282935158 | AEPOHIO W.O. MON POWER | AGGREGATE | AEP | 1666104505 | SVANWERT | 69 KV | T2 | LOAD
1282935158 | AEPOHIO W.O. MON POWER | AGGREGATE | AEP | 32412793 | SWITZER | 138 KV | T1 | LOAD
1282935158 | AEPOHIO W.O. MON POWER | AGGREGATE | AEP | 32412801 | TAYLOR2 | 138 KV | T1 | LOAD
1282935158 | AEPOHIO W.O. MON POWER | AGGREGATE | AEP | 32412817 | TEXASBER | 138 KV | T1 | LOAD
1282935158 | AEPOHIO W.O. MON POWER | AGGREGATE | AEP | 32412819 | TEXASBER | 138 KV | T2 | LOAD
1282935158 | AEPOHIO W.O. MON POWER | AGGREGATE | AEP | 32412821 | TEXASEAS | 138 KV | T1 | LOAD
1282935158 | AEPOHIO W.O. MON POWER | AGGREGATE | AEP | 32412823 | TEXASEAS | 138 KV | T2 | LOAD
1282935158 | AEPOHIO W.O. MON POWER | AGGREGATE | AEP | 32412825 | THAYER | 138 KV | T1 | LOAD
1282935158 | AEPOHIO W.O. MON POWER | AGGREGATE | AEP | 1123171599 | THAYER | 138 KV | T2 | LOAD
1282935158 | AEPOHIO W.O. MON POWER | AGGREGATE | AEP | 2156112813 | THIRDSTR | 69 KV | T12 | LOAD
1282935158 | AEPOHIO W.O. MON POWER | AGGREGATE | AEP | 1248984095 | THORNWD | 138 KV | T1 | LOAD
1282935158 | AEPOHIO W.O. MON POWER | AGGREGATE | AEP | 65732133 | TIDD_AEP | 69 KV | LOAD1 | LOAD
1282935158 | AEPOHIO W.O. MON POWER | AGGREGATE | AEP | 1067161739 | TILTONS2 | 69 KV | LOAD | LOAD
1282935158 | AEPOHIO W.O. MON POWER | AGGREGATE | AEP | 32412847 | TIMKEN | 138 KV | T1 | LOAD
1282935158 | AEPOHIO W.O. MON POWER | AGGREGATE | AEP | 32412849 | TIMKEN | 138 KV | T2 | LOAD
1282935158 | AEPOHIO W.O. MON POWER | AGGREGATE | AEP | 51519925 | TIMKEN | 138 KV | T4 | LOAD
1282935158 | AEPOHIO W.O. MON POWER | AGGREGATE | AEP | 32412859 | TORREY | 138 KV | T4 | LOAD
1282935158 | AEPOHIO W.O. MON POWER | AGGREGATE | AEP | 32412863 | TRABUE | 138 KV | T1 | LOAD
1282935158 | AEPOHIO W.O. MON POWER | AGGREGATE | AEP | 32412865 | TRABUE | 138 KV | T2 | LOAD
1282935158 | AEPOHIO W.O. MON POWER | AGGREGATE | AEP | 32412867 | TRABUE | 138 KV | T3 | LOAD
1282935158 | AEPOHIO W.O. MON POWER | AGGREGATE | AEP | 2156112110 | TRAILSW | 69 KV | T1 | LOAD
1282935158 | AEPOHIO W.O. MON POWER | AGGREGATE | AEP | 1379257893 | TUSCANY | 138 KV | T1 | LOAD
1282935158 | AEPOHIO W.O. MON POWER | AGGREGATE | AEP | 1379257894 | TUSCANY | 138 KV | T2 | LOAD
1282935158 | AEPOHIO W.O. MON POWER | AGGREGATE | AEP | 2156111865 | UNCAPSW | 69 KV | UNCAPHER | LOAD
1282935158 | AEPOHIO W.O. MON POWER | AGGREGATE | AEP | 2156112749 | UNIONMSW | 69 KV | UNIONMFG | LOAD
1282935158 | AEPOHIO W.O. MON POWER | AGGREGATE | AEP | 1218905960 | UPPERSAN | 69 KV | T4 | LOAD
1282935158 | AEPOHIO W.O. MON POWER | AGGREGATE | AEP | 32412901 | URWNEWTN | 138 KV | T1 | LOAD
1282935158 | AEPOHIO W.O. MON POWER | AGGREGATE | AEP | 1666104491 | VANWERT | 69 KV | T1 | LOAD
1282935158 | AEPOHIO W.O. MON POWER | AGGREGATE | AEP | 1666104490 | VANWERT | 69 KV | T2 | LOAD
1282935158 | AEPOHIO W.O. MON POWER | AGGREGATE | AEP | 2156110473 | VASSELL | 138 KV | T8 | LOAD
1282935158 | AEPOHIO W.O. MON POWER | AGGREGATE | AEP | 1439645861 | VIGO | 69 KV | T1 | LOAD
1282935158 | AEPOHIO W.O. MON POWER | AGGREGATE | AEP | 32412921 | VINE | 138 KV | T1 | LOAD
1282935158 | AEPOHIO W.O. MON POWER | AGGREGATE | AEP | 32412923 | VINE | 138 KV | T2 | LOAD
1282935158 | AEPOHIO W.O. MON POWER | AGGREGATE | AEP | 32412925 | VINE | 138 KV | T3 | LOAD
1282935158 | AEPOHIO W.O. MON POWER | AGGREGATE | AEP | 32412931 | WAGENHAL | 138 KV | T1 | LOAD
1282935158 | AEPOHIO W.O. MON POWER | AGGREGATE | AEP | 2156112898 | WAGENHAL | 69 KV | MAHONING | LOAD
1282935158 | AEPOHIO W.O. MON POWER | AGGREGATE | AEP | 2156112921 | WAGENHAL | 69 KV | WLOUISVI | LOAD
1282935158 | AEPOHIO W.O. MON POWER | AGGREGATE | AEP | 2156111396 | WAKATOMI | 138 KV | T1 | LOAD
1282935158 | AEPOHIO W.O. MON POWER | AGGREGATE | AEP | 32412937 | WAKEFIEL | 138 KV | T1 | LOAD
1282935158 | AEPOHIO W.O. MON POWER | AGGREGATE | AEP | 2156111888 | WALDO | 69 KV | T1 | LOAD
1282935158 | AEPOHIO W.O. MON POWER | AGGREGATE | AEP | 2156111874 | WALLENDA | 69 KV | AMSDEN | LOAD
1282935158 | AEPOHIO W.O. MON POWER | AGGREGATE | AEP | 1356153534 | WALLENDA | 69 KV | POET | LOAD
1282935158 | AEPOHIO W.O. MON POWER | AGGREGATE | AEP | 1666104500 | WAPAKONE | 69 KV | CITYWAPA | LOAD
1282935158 | AEPOHIO W.O. MON POWER | AGGREGATE | AEP | 106856779 | WARNERSS | 138 KV | ALLOYS | LOAD
1282935158 | AEPOHIO W.O. MON POWER | AGGREGATE | AEP | 1318135487 | WARWOOD | 69 KV | T1 | LOAD
1282935158 | AEPOHIO W.O. MON POWER | AGGREGATE | AEP | 1318135486 | WARWOOD | 69 KV | T2 | LOAD
1282935158 | AEPOHIO W.O. MON POWER | AGGREGATE | AEP | 2156108982 | WATERTWR | 69 KV | OHVACOAL | LOAD
1282935158 | AEPOHIO W.O. MON POWER | AGGREGATE | AEP | 32412965 | WAVERLY2 | 138 KV | T1 | LOAD
1282935158 | AEPOHIO W.O. MON POWER | AGGREGATE | AEP | 1388603540 | WAVERLY2 | 138 KV | T3 | LOAD
1282935158 | AEPOHIO W.O. MON POWER | AGGREGATE | AEP | 1388603541 | WAVERLY2 | 138 KV | T4 | LOAD
1282935158 | AEPOHIO W.O. MON POWER | AGGREGATE | AEP | 32412973 | WAYVIEW | 138 KV | T1 | LOAD
1282935158 | AEPOHIO W.O. MON POWER | AGGREGATE | AEP | 1356153527 | WBELLVIL | 69 KV | BELLVILE | LOAD
1282935158 | AEPOHIO W.O. MON POWER | AGGREGATE | AEP | 2156108985 | WBYESVIL | 69 KV | T1 | LOAD
1282935158 | AEPOHIO W.O. MON POWER | AGGREGATE | AEP | 2156108984 | WBYESVIL | 69 KV | T2 | LOAD
1282935158 | AEPOHIO W.O. MON POWER | AGGREGATE | AEP | 32412981 | WCAMBRI2 | 138 KV | T1 | LOAD
1282935158 | AEPOHIO W.O. MON POWER | AGGREGATE | AEP | 1067161815 | WCAMPUS | 138 KV | OSU7 LD | LOAD
1282935158 | AEPOHIO W.O. MON POWER | AGGREGATE | AEP | 1067161816 | WCAMPUS | 138 KV | OSU8 LD | LOAD
1282935158 | AEPOHIO W.O. MON POWER | AGGREGATE | AEP | 1067161817 | WCAMPUS | 138 KV | OSU9 LD | LOAD
1282935158 | AEPOHIO W.O. MON POWER | AGGREGATE | AEP | 32412985 | WCANTON | 138 KV | T1 | LOAD
1282935158 | AEPOHIO W.O. MON POWER | AGGREGATE | AEP | 32412989 | WCANTON | 138 KV | T3 | LOAD
1282935158 | AEPOHIO W.O. MON POWER | AGGREGATE | AEP | 2156112834 | WCANTON | 69 KV | SPARE | LOAD
1282935158 | AEPOHIO W.O. MON POWER | AGGREGATE | AEP | 2156112687 | WCANTON | 69 KV | STADIUMP | LOAD
1282935158 | AEPOHIO W.O. MON POWER | AGGREGATE | AEP | 2156112826 | WCANTON | 69 KV | T4 | LOAD
1282935158 | AEPOHIO W.O. MON POWER | AGGREGATE | AEP | 1132285656 | WCOSHOCT | 69 KV | COSH | LOAD
1282935158 | AEPOHIO W.O. MON POWER | AGGREGATE | AEP | 1218905831 | WEFOSTOR | 69 KV | LUNGLEY | LOAD
1282935158 | AEPOHIO W.O. MON POWER | AGGREGATE | AEP | 32413015 | WHEELERS | 69 KV | T1 | LOAD
1282935158 | AEPOHIO W.O. MON POWER | AGGREGATE | AEP | 32413017 | WHEELSTE | 138 KV | T1 | LOAD
1282935158 | AEPOHIO W.O. MON POWER | AGGREGATE | AEP | 1666104503 | WHICKSVI | 69 KV | T1 | LOAD
1282935158 | AEPOHIO W.O. MON POWER | AGGREGATE | AEP | 48934013 | WHITERD | 138 KV | T1 | LOAD
1282935158 | AEPOHIO W.O. MON POWER | AGGREGATE | AEP | 32413035 | WILKSVIL | 138 KV | T1 | LOAD
1282935158 | AEPOHIO W.O. MON POWER | AGGREGATE | AEP | 2156110178 | WILLARD | 69 KV | GREENWIC | LOAD
1282935158 | AEPOHIO W.O. MON POWER | AGGREGATE | AEP | 2156110177 | WILLARD | 69 KV | LOAD | LOAD
1282935158 | AEPOHIO W.O. MON POWER | AGGREGATE | AEP | 2156108994 | WILLOWGR | 69 KV | T1 | LOAD
1282935158 | AEPOHIO W.O. MON POWER | AGGREGATE | AEP | 32413041 | WILSONCS | 138 KV | T1 | LOAD
1282935158 | AEPOHIO W.O. MON POWER | AGGREGATE | AEP | 32413043 | WILSONCS | 138 KV | T2 | LOAD
1282935158 | AEPOHIO W.O. MON POWER | AGGREGATE | AEP | 32413045 | WILSONCS | 138 KV | T3 | LOAD
1282935158 | AEPOHIO W.O. MON POWER | AGGREGATE | AEP | 2156112198 | WINESBUR | 69 KV | T1 | LOAD
1282935158 | AEPOHIO W.O. MON POWER | AGGREGATE | AEP | 32413053 | WLANCAST | 138 KV | T1 | LOAD
1282935158 | AEPOHIO W.O. MON POWER | AGGREGATE | AEP | 1305121964 | WLIMA | 138 KV | LIMAREF1 | LOAD
1282935158 | AEPOHIO W.O. MON POWER | AGGREGATE | AEP | 1305121963 | WLIMA | 138 KV | LIMAREF2 | LOAD
1282935158 | AEPOHIO W.O. MON POWER | AGGREGATE | AEP | 32413059 | WLIMA | 138 KV | T1 | LOAD
1282935158 | AEPOHIO W.O. MON POWER | AGGREGATE | AEP | 32413061 | WLIMA | 138 KV | T2 | LOAD
1282935158 | AEPOHIO W.O. MON POWER | AGGREGATE | AEP | 32413063 | WMILBURG | 138 KV | T1 | LOAD
1282935158 | AEPOHIO W.O. MON POWER | AGGREGATE | AEP | 1084383915 | WMILBURG | 138 KV | T3 | LOAD
1282935158 | AEPOHIO W.O. MON POWER | AGGREGATE | AEP | 32413075 | WNEWPHIL | 138 KV | T1 | LOAD
1282935158 | AEPOHIO W.O. MON POWER | AGGREGATE | AEP | 32413079 | WNEWPHIL | 138 KV | T3 | LOAD
1282935158 | AEPOHIO W.O. MON POWER | AGGREGATE | AEP | 1165472137 | WNEWPHIL | 138 KV | X4_LD | LOAD
1282935158 | AEPOHIO W.O. MON POWER | AGGREGATE | AEP | 1183223807 | WOLFCREE | 138 KV | T3 | LOAD
1282935158 | AEPOHIO W.O. MON POWER | AGGREGATE | AEP | 2156108992 | WOLFRN | 69 KV | ESPRINGF | LOAD
1282935158 | AEPOHIO W.O. MON POWER | AGGREGATE | AEP | 32413083 | WOODLAWN | 138 KV | T1 | LOAD
1282935158 | AEPOHIO W.O. MON POWER | AGGREGATE | AEP | 32413085 | WOOSTER | 138 KV | T1 | LOAD
1282935158 | AEPOHIO W.O. MON POWER | AGGREGATE | AEP | 1084383930 | WOOSTER | 138 KV | TR3 | LOAD
1282935158 | AEPOHIO W.O. MON POWER | AGGREGATE | AEP | 1207066067 | WOOSTER | 69 KV | LOAD1 | LOAD
1282935158 | AEPOHIO W.O. MON POWER | AGGREGATE | AEP | 1666104454 | WOTTAWA | 69 KV | MILLER | LOAD
1282935158 | AEPOHIO W.O. MON POWER | AGGREGATE | AEP | 32413091 | WPHILO | 138 KV | T1 | LOAD
1282935158 | AEPOHIO W.O. MON POWER | AGGREGATE | AEP | 2156110184 | WSHELBY | 69 KV | COPPERWE | LOAD
1282935158 | AEPOHIO W.O. MON POWER | AGGREGATE | AEP | 32413101 | WTRINWAY | 138 KV | T1 | LOAD
1282935158 | AEPOHIO W.O. MON POWER | AGGREGATE | AEP | 1666104501 | WVANWERT | 69 KV | T1 | LOAD
1282935158 | AEPOHIO W.O. MON POWER | AGGREGATE | AEP | 2156111823 | YAKLEYRD | 69 KV | T1 | LOAD
1282935158 | AEPOHIO W.O. MON POWER | AGGREGATE | AEP | 32413119 | YEARLING | 138 KV | T1 | LOAD
1282935158 | AEPOHIO W.O. MON POWER | AGGREGATE | AEP | 32413121 | YEARLING | 138 KV | T2 | LOAD
1282935158 | AEPOHIO W.O. MON POWER | AGGREGATE | AEP | 1075447409 | YELLOWCR | 138 KV | T1 | LOAD
1282935158 | AEPOHIO W.O. MON POWER | AGGREGATE | AEP | 1075447410 | YELLOWCR | 138 KV | T2 | LOAD
1282935158 | AEPOHIO W.O. MON POWER | AGGREGATE | AEP | 98369947 | ZANESVIL | 138 KV | T2 | LOAD
1282935158 | AEPOHIO W.O. MON POWER | AGGREGATE | AEP | 2155501920 | ZANESVIL | 69 KV | MTSTERLG | LOAD
1282935158 | AEPOHIO W.O. MON POWER | AGGREGATE | AEP | 2156109321 | ZUBER | 138 KV | T2 | LOAD
35024711 | AK STEEL | AGGREGATE | AEP | 32410501 | AKSTEEL | 138 KV | C14010 | LOAD
35024711 | AK STEEL | AGGREGATE | AEP | 32410503 | AKSTEEL | 138 KV | C14020 | LOAD
1893549567 | AMELIA | AGGREGATE | DOM | 36181305 | JETERSVL | 35 KV | AMELIA | GEN
115944309 | AMP-ATSI | AGGREGATE | ATSI | 93353477 | 02ANGOLA | 138 KV | TR1 | LOAD
115944309 | AMP-ATSI | AGGREGATE | ATSI | 93353479 | 02ANGOLA | 138 KV | TR2 | LOAD
115944309 | AMP-ATSI | AGGREGATE | ATSI | 98369977 | 02ARMCO | 138 KV | TR1 | LOAD
115944309 | AMP-ATSI | AGGREGATE | ATSI | 98369979 | 02ARMCO | 138 KV | TR2 | LOAD
115944309 | AMP-ATSI | AGGREGATE | ATSI | 98369981 | 02ARMCO | 138 KV | TR3 | LOAD
115944309 | AMP-ATSI | AGGREGATE | ATSI | 98369983 | 02ARMCO | 138 KV | TR4 | LOAD
115944309 | AMP-ATSI | AGGREGATE | ATSI | 93353485 | 02AYERSV | 138 KV | TR1 | LOAD
115944309 | AMP-ATSI | AGGREGATE | ATSI | 93353487 | 02BRUSH | 138 KV | TR1 | LOAD
115944309 | AMP-ATSI | AGGREGATE | ATSI | 98369987 | 02BRWELL | 138 KV | TR1 | LOAD
115944309 | AMP-ATSI | AGGREGATE | ATSI | 98369991 | 02BWAK | 138 KV | TR2 | LOAD
115944309 | AMP-ATSI | AGGREGATE | ATSI | 98369993 | 02CARDNT | 69 KV | TR1 | LOAD
115944309 | AMP-ATSI | AGGREGATE | ATSI | 93353495 | 02CLINTN | 138 KV | TR71 | LOAD
115944309 | AMP-ATSI | AGGREGATE | ATSI | 93353497 | 02CLINTN | 138 KV | TR72 | LOAD
115944309 | AMP-ATSI | AGGREGATE | ATSI | 98370383 | 02COLLIN | 138 KV | TR1 | LOAD
115944309 | AMP-ATSI | AGGREGATE | ATSI | 98369995 | 02CORTLD | 138 KV | TR1 | LOAD
115944309 | AMP-ATSI | AGGREGATE | ATSI | 93353511 | 02DECANT | 138 KV | TR1 | LOAD
115944309 | AMP-ATSI | AGGREGATE | ATSI | 93353513 | 02DEFISW | 138 KV | TR1 | LOAD
115944309 | AMP-ATSI | AGGREGATE | ATSI | 98369997 | 02DUALRT | 138 KV | TR1 | LOAD
115944309 | AMP-ATSI | AGGREGATE | ATSI | 98370395 | 02E_IND | 138 KV | TR1 | LOAD
115944309 | AMP-ATSI | AGGREGATE | ATSI | 98370397 | 02E_IND | 138 KV | TR2 | LOAD
115944309 | AMP-ATSI | AGGREGATE | ATSI | 93353527 | 02EBER | 138 KV | TR1 | LOAD
115944309 | AMP-ATSI | AGGREGATE | ATSI | 98369999 | 02ELWOOD | 138 KV | TR1 | LOAD
115944309 | AMP-ATSI | AGGREGATE | ATSI | 98370001 | 02ELWOOD | 138 KV | TR2 | LOAD
115944309 | AMP-ATSI | AGGREGATE | ATSI | 106856793 | 02FAYET | 138 KV | TR1 | LOAD
115944309 | AMP-ATSI | AGGREGATE | ATSI | 93353541 | 02FIVEPT | 138 KV | TR1 | LOAD
115944309 | AMP-ATSI | AGGREGATE | ATSI | 93353551 | 02FORTIN | 138 KV | TR1 | LOAD
115944309 | AMP-ATSI | AGGREGATE | ATSI | 93353553 | 02FREY | 138 KV | TR1 | LOAD
115944309 | AMP-ATSI | AGGREGATE | ATSI | 93353561 | 02GMC | 138 KV | TR1 | LOAD
115944309 | AMP-ATSI | AGGREGATE | ATSI | 93353563 | 02GMC | 138 KV | TR2 | LOAD
115944309 | AMP-ATSI | AGGREGATE | ATSI | 93353565 | 02GMC | 138 KV | TR3 | LOAD
115944309 | AMP-ATSI | AGGREGATE | ATSI | 98370003 | 02HAMILT | 138 KV | LD1 | LOAD
115944309 | AMP-ATSI | AGGREGATE | ATSI | 93353593 | 02JMP | 138 KV | TR1 | LOAD
115944309 | AMP-ATSI | AGGREGATE | ATSI | 93353595 | 02JMP2 | 138 KV | TR10 | LOAD
115944309 | AMP-ATSI | AGGREGATE | ATSI | 93353597 | 02JMP2 | 138 KV | TR11 | LOAD
115944309 | AMP-ATSI | AGGREGATE | ATSI | 1268565225 | 02JOHNCT | 138 KV | LDJC | LOAD
115944309 | AMP-ATSI | AGGREGATE | ATSI | 1268565226 | 02JOHNCT | 138 KV | TR1 | LOAD
115944309 | AMP-ATSI | AGGREGATE | ATSI | 93353603 | 02JP | 138 KV | TR1 | LOAD
115944309 | AMP-ATSI | AGGREGATE | ATSI | 93353601 | 02JP | 138 KV | TR2 | LOAD
115944309 | AMP-ATSI | AGGREGATE | ATSI | 93353599 | 02JP | 138 KV | TR3 | LOAD
115944309 | AMP-ATSI | AGGREGATE | ATSI | 2041967841 | 02LAKERD | 138 KV | 69KVLOAD | LOAD
115944309 | AMP-ATSI | AGGREGATE | ATSI | 93353611 | 02LIMECT | 138 KV | TR1 | LOAD
115944309 | AMP-ATSI | AGGREGATE | ATSI | 93353613 | 02LIMECT | 138 KV | TR2 | LOAD
115944309 | AMP-ATSI | AGGREGATE | ATSI | 93353619 | 02LYONS | 138 KV | TR1 | LOAD
115944309 | AMP-ATSI | AGGREGATE | ATSI | 98370399 | 02N_EAST | 138 KV | TR1 | LOAD
115944309 | AMP-ATSI | AGGREGATE | ATSI | 98370401 | 02N_EAST | 138 KV | TR2 | LOAD
115944309 | AMP-ATSI | AGGREGATE | ATSI | 93353625 | 02OILEVS | 138 KV | TR1 | LOAD
115944309 | AMP-ATSI | AGGREGATE | ATSI | 93353627 | 02OILEVS | 138 KV | TR2 | LOAD
115944309 | AMP-ATSI | AGGREGATE | ATSI | 93353629 | 02OREGON | 138 KV | TR1 | LOAD
115944309 | AMP-ATSI | AGGREGATE | ATSI | 98370013 | 02ROSEMT | 138 KV | TR1 | LOAD
115944309 | AMP-ATSI | AGGREGATE | ATSI | 98370403 | 02S_EAST | 138 KV | TR1 | LOAD
115944309 | AMP-ATSI | AGGREGATE | ATSI | 98370405 | 02S_EAST | 138 KV | TR2 | LOAD
115944309 | AMP-ATSI | AGGREGATE | ATSI | 93353641 | 02SILICA | 138 KV | TR1 | LOAD
115944309 | AMP-ATSI | AGGREGATE | ATSI | 93353643 | 02SILICA | 138 KV | TR2 | LOAD
115944309 | AMP-ATSI | AGGREGATE | ATSI | 93353645 | 02SWANTN | 138 KV | TR1 | LOAD
115944309 | AMP-ATSI | AGGREGATE | ATSI | 93353647 | 02SYLVNA | 138 KV | TR1 | LOAD
115944309 | AMP-ATSI | AGGREGATE | ATSI | 98370015 | 02TEREX | 138 KV | TR1 | LOAD
115944309 | AMP-ATSI | AGGREGATE | ATSI | 98370017 | 02TEREX | 138 KV | TR2 | LOAD
115944309 | AMP-ATSI | AGGREGATE | ATSI | 135388727 | 02TOUSNT | 69 KV | DAVBAS69 | LOAD
115944309 | AMP-ATSI | AGGREGATE | ATSI | 98370019 | 02WADS | 138 KV | TR1 | LOAD
115944309 | AMP-ATSI | AGGREGATE | ATSI | 98370021 | 02WADS | 138 KV | TR2 | LOAD
115944309 | AMP-ATSI | AGGREGATE | ATSI | 93353653 | 02WALBRD | 138 KV | TR1 | LOAD
115944309 | AMP-ATSI | AGGREGATE | ATSI | 93353655 | 02WALBRD | 138 KV | TR2 | LOAD
115944309 | AMP-ATSI | AGGREGATE | ATSI | 93353657 | 02WATERV | 138 KV | TR1 | LOAD
115944309 | AMP-ATSI | AGGREGATE | ATSI | 93353659 | 02WENTWT | 138 KV | TR1 | LOAD
115944309 | AMP-ATSI | AGGREGATE | ATSI | 93353661 | 02WENTWT | 138 KV | TR2 | LOAD
115944309 | AMP-ATSI | AGGREGATE | ATSI | 93353663 | 02WESTGT | 138 KV | TR1 | LOAD
115944309 | AMP-ATSI | AGGREGATE | ATSI | 98370023 | AETNA | 138 KV | TR3 | LOAD
115944309 | AMP-ATSI | AGGREGATE | ATSI | 32414793 | AETNA | 23 KV | A | LOAD
115944309 | AMP-ATSI | AGGREGATE | ATSI | 32414805 | BABB | 23 KV | A | LOAD
115944309 | AMP-ATSI | AGGREGATE | ATSI | 32414807 | BARBERTO | 23 KV | B | LOAD
115944309 | AMP-ATSI | AGGREGATE | ATSI | 32414809 | BARBERTO | 23 KV | C | LOAD
115944309 | AMP-ATSI | AGGREGATE | ATSI | 98370027 | BELLEP | 138 KV | TR2 | LOAD
115944309 | AMP-ATSI | AGGREGATE | ATSI | 93353687 | BELLEVUE | 138 KV | TR1 | LOAD
115944309 | AMP-ATSI | AGGREGATE | ATSI | 93353689 | BELLEVUE | 138 KV | TR2 | LOAD
115944309 | AMP-ATSI | AGGREGATE | ATSI | 98370029 | BLUEBELL | 138 KV | LD1 | LOAD
115944309 | AMP-ATSI | AGGREGATE | ATSI | 32414817 | BLUEBELL | 69 KV | B | LOAD
115944309 | AMP-ATSI | AGGREGATE | ATSI | 98370031 | BMF | 138 KV | TR1 | LOAD
115944309 | AMP-ATSI | AGGREGATE | ATSI | 98370033 | BMF | 138 KV | TR2 | LOAD
115944309 | AMP-ATSI | AGGREGATE | ATSI | 98370035 | BOARDMAN | 138 KV | LDTR8-9 | LOAD
115944309 | AMP-ATSI | AGGREGATE | ATSI | 1439647678 | BOARDMAN | 138 KV | TR3 LD | LOAD
115944309 | AMP-ATSI | AGGREGATE | ATSI | 98370037 | BRADYLAK | 138 KV | TR1 | LOAD
115944309 | AMP-ATSI | AGGREGATE | ATSI | 98370041 | BRIDGEOE | 138 KV | TR1 | LOAD
115944309 | AMP-ATSI | AGGREGATE | ATSI | 98370043 | BRIDGEOE | 138 KV | TR2 | LOAD
115944309 | AMP-ATSI | AGGREGATE | ATSI | 98370045 | BROOKSID | 138 KV | TR6 | LOAD
115944309 | AMP-ATSI | AGGREGATE | ATSI | 98370047 | BRUNSWOE | 138 KV | TR4 | LOAD
115944309 | AMP-ATSI | AGGREGATE | ATSI | 98370049 | BRUNSWOE | 138 KV | TR5 | LOAD
115944309 | AMP-ATSI | AGGREGATE | ATSI | 87901519 | BUCKEY | 138 KV | LDTR1 | LOAD
115944309 | AMP-ATSI | AGGREGATE | ATSI | 98370051 | BURTONOE | 138 KV | TR1 | LOAD
115944309 | AMP-ATSI | AGGREGATE | ATSI | 98370053 | CAIRNS | 138 KV | TR1 | LOAD
115944309 | AMP-ATSI | AGGREGATE | ATSI | 93353691 | CALPHALN | 138 KV | TR1 | LOAD
115944309 | AMP-ATSI | AGGREGATE | ATSI | 98370055 | CAMDEN2 | 138 KV | LD1 | LOAD
115944309 | AMP-ATSI | AGGREGATE | ATSI | 32414843 | CEDAROE | 69 KV | A | LOAD
115944309 | AMP-ATSI | AGGREGATE | ATSI | 32414845 | CHAMBROE | 69 KV | A | LOAD
115944309 | AMP-ATSI | AGGREGATE | ATSI | 93353697 | CHRYSLE2 | 138 KV | TR1 | LOAD
115944309 | AMP-ATSI | AGGREGATE | ATSI | 93353699 | CHRYSLE2 | 138 KV | TR2 | LOAD
115944309 | AMP-ATSI | AGGREGATE | ATSI | 32414853 | CLARKOE | 69 KV | A | LOAD
115944309 | AMP-ATSI | AGGREGATE | ATSI | 98370063 | CLAYOE | 138 KV | TR1 | LOAD
115944309 | AMP-ATSI | AGGREGATE | ATSI | 32414861 | CLOVEROE | 23 KV | B | LOAD
115944309 | AMP-ATSI | AGGREGATE | ATSI | 32414859 | CLOVEROE | 69 KV | A | LOAD
115944309 | AMP-ATSI | AGGREGATE | ATSI | 93353711 | CLVHOP | 138 KV | TR1 | LOAD
115944309 | AMP-ATSI | AGGREGATE | ATSI | 93353713 | CLVHOP | 138 KV | TR2 | LOAD
115944309 | AMP-ATSI | AGGREGATE | ATSI | 98370065 | CNTRALOE | 138 KV | TRE | LOAD
115944309 | AMP-ATSI | AGGREGATE | ATSI | 98370067 | CNTRALOE | 138 KV | TRW | LOAD
115944309 | AMP-ATSI | AGGREGATE | ATSI | 98370069 | COMERC | 138 KV | TR1 | LOAD
115944309 | AMP-ATSI | AGGREGATE | ATSI | 98370071 | CONCAST | 138 KV | LD1 | LOAD
115944309 | AMP-ATSI | AGGREGATE | ATSI | 98370073 | CONGRESS | 138 KV | TR1 | LOAD
115944309 | AMP-ATSI | AGGREGATE | ATSI | 32414869 | CRISS | 34 KV | A | LOAD
115944309 | AMP-ATSI | AGGREGATE | ATSI | 98370075 | DALEOE | 138 KV | TR2 | LOAD
115944309 | AMP-ATSI | AGGREGATE | ATSI | 93353715 | DANA | 138 KV | TR1 | LOAD
115944309 | AMP-ATSI | AGGREGATE | ATSI | 32414879 | DARROW | 69 KV | B | LOAD
115944309 | AMP-ATSI | AGGREGATE | ATSI | 87901521 | DAVISBES | 345 KV | TR01 | LOAD
115944309 | AMP-ATSI | AGGREGATE | ATSI | 93353719 | DELAFOIL | 138 KV | LD | LOAD
115944309 | AMP-ATSI | AGGREGATE | ATSI | 98370077 | DELPARK | 138 KV | TR1 | LOAD
115944309 | AMP-ATSI | AGGREGATE | ATSI | 93353717 | DELTA | 138 KV | TR1 | LOAD
115944309 | AMP-ATSI | AGGREGATE | ATSI | 93353721 | DIXIEFE | 138 KV | TR5 | LOAD
115944309 | AMP-ATSI | AGGREGATE | ATSI | 93353723 | DIXIEFE | 138 KV | TR7 | LOAD
115944309 | AMP-ATSI | AGGREGATE | ATSI | 98370079 | DOBINS | 138 KV | TR1 | LOAD
115944309 | AMP-ATSI | AGGREGATE | ATSI | 98370081 | DOBINS | 138 KV | TR2 | LOAD
115944309 | AMP-ATSI | AGGREGATE | ATSI | 98370083 | DUFERCO | 138 KV | TR1 | LOAD
115944309 | AMP-ATSI | AGGREGATE | ATSI | 98370089 | EAKRON | 138 KV | TR3 | LOAD
115944309 | AMP-ATSI | AGGREGATE | ATSI | 98370087 | EAKRON | 138 KV | TR4 | LOAD
115944309 | AMP-ATSI | AGGREGATE | ATSI | 32414891 | EAKRON | 23 KV | B | LOAD
115944309 | AMP-ATSI | AGGREGATE | ATSI | 32414893 | EAKRON | 23 KV | C | LOAD
115944309 | AMP-ATSI | AGGREGATE | ATSI | 98370091 | ELMOHED | 138 KV | TR1 | LOAD
115944309 | AMP-ATSI | AGGREGATE | ATSI | 98370093 | ELW_IND | 138 KV | TR1 | LOAD
115944309 | AMP-ATSI | AGGREGATE | ATSI | 98370095 | ELW_IND | 138 KV | TR2 | LOAD
115944309 | AMP-ATSI | AGGREGATE | ATSI | 98370097 | EPWORTH | 138 KV | TR1 | LOAD
115944309 | AMP-ATSI | AGGREGATE | ATSI | 98370099 | EPWORTH | 138 KV | TR2 | LOAD
115944309 | AMP-ATSI | AGGREGATE | ATSI | 98370101 | EVANSOE | 138 KV | TR1 | LOAD
115944309 | AMP-ATSI | AGGREGATE | ATSI | 98370103 | EVANSOE | 138 KV | TR2 | LOAD
115944309 | AMP-ATSI | AGGREGATE | ATSI | 98370105 | EVERGFE | 138 KV | LDWCI1 | LOAD
115944309 | AMP-ATSI | AGGREGATE | ATSI | 32414915 | EVERGFE | 23 KV | B | LOAD
115944309 | AMP-ATSI | AGGREGATE | ATSI | 98370107 | FERNWY | 138 KV | TR1 | LOAD
115944309 | AMP-ATSI | AGGREGATE | ATSI | 98370109 | FERNWY | 138 KV | TR2 | LOAD
115944309 | AMP-ATSI | AGGREGATE | ATSI | 98370111 | FIELDST | 138 KV | TR1 | LOAD
115944309 | AMP-ATSI | AGGREGATE | ATSI | 98370115 | FIRESTON | 138 KV | TR1 | LOAD
115944309 | AMP-ATSI | AGGREGATE | ATSI | 98370113 | FIRESTON | 138 KV | TR2 | LOAD
115944309 | AMP-ATSI | AGGREGATE | ATSI | 93353731 | FLOWER | 138 KV | LDTR1 | LOAD
115944309 | AMP-ATSI | AGGREGATE | ATSI | 98370119 | FORDFE | 138 KV | TR2 | LOAD
115944309 | AMP-ATSI | AGGREGATE | ATSI | 106856797 | FREMONTE | 18 KV | LDSST1 | LOAD
115944309 | AMP-ATSI | AGGREGATE | ATSI | 106856799 | FREMONTE | 18 KV | LDSST2 | LOAD
115944309 | AMP-ATSI | AGGREGATE | ATSI | 98370121 | FRNKLNOE | 138 KV | TR1 | LOAD
115944309 | AMP-ATSI | AGGREGATE | ATSI | 106856801 | FSTSOLAR | 138 KV | TR2 | LOAD
115944309 | AMP-ATSI | AGGREGATE | ATSI | 98370123 | GARDENOE | 138 KV | TR1 | LOAD
115944309 | AMP-ATSI | AGGREGATE | ATSI | 98370125 | GARDENOE | 138 KV | TR2 | LOAD
115944309 | AMP-ATSI | AGGREGATE | ATSI | 98370127 | GATESOE | 138 KV | TR1 | LOAD
115944309 | AMP-ATSI | AGGREGATE | ATSI | 98370129 | GATESOE | 138 KV | TR2 | LOAD
115944309 | AMP-ATSI | AGGREGATE | ATSI | 93353739 | GE_STRVL | 138 KV | TR71 | LOAD
115944309 | AMP-ATSI | AGGREGATE | ATSI | 98370131 | GLCRSTOE | 138 KV | TR3 | LOAD
115944309 | AMP-ATSI | AGGREGATE | ATSI | 32414945 | GLCRSTOE | 69 KV | B | LOAD
115944309 | AMP-ATSI | AGGREGATE | ATSI | 93353745 | GM_PWR | 138 KV | TR1 | LOAD
115944309 | AMP-ATSI | AGGREGATE | ATSI | 93353747 | GM_PWR | 138 KV | TR2 | LOAD
115944309 | AMP-ATSI | AGGREGATE | ATSI | 98370139 | GMWAROE | 138 KV | TR2 | LOAD
115944309 | AMP-ATSI | AGGREGATE | ATSI | 98370141 | GMWAROE | 138 KV | TR3 | LOAD
115944309 | AMP-ATSI | AGGREGATE | ATSI | 98370143 | GOODYROE | 138 KV | LD1 | LOAD
115944309 | AMP-ATSI | AGGREGATE | ATSI | 98370145 | GRANGROE | 138 KV | TR1 | LOAD
115944309 | AMP-ATSI | AGGREGATE | ATSI | 98370147 | GREENFOE | 138 KV | TR1 | LOAD
115944309 | AMP-ATSI | AGGREGATE | ATSI | 98370149 | GREENFOE | 138 KV | TR2 | LOAD
115944309 | AMP-ATSI | AGGREGATE | ATSI | 98370151 | GREENFOE | 138 KV | TR3 | LOAD
115944309 | AMP-ATSI | AGGREGATE | ATSI | 98370153 | GREENFOE | 138 KV | TR6 | LOAD
115944309 | AMP-ATSI | AGGREGATE | ATSI | 93353773 | HAWTANGL | 138 KV | TR1 | LOAD
115944309 | AMP-ATSI | AGGREGATE | ATSI | 93353775 | HAWTANGL | 138 KV | TR2 | LOAD
115944309 | AMP-ATSI | AGGREGATE | ATSI | 32414989 | HOYTDAL2 | 138 KV | KOPPEL | LOAD
115944309 | AMP-ATSI | AGGREGATE | ATSI | 98370155 | HUDMUN | 138 KV | TR1 | LOAD
115944309 | AMP-ATSI | AGGREGATE | ATSI | 106856809 | HUDMUN | 138 KV | TR2 | LOAD
115944309 | AMP-ATSI | AGGREGATE | ATSI | 32415001 | IVANHOOE | 23 KV | A | LOAD
115944309 | AMP-ATSI | AGGREGATE | ATSI | 93353793 | JACKMAN | 138 KV | TR1 | LOAD
115944309 | AMP-ATSI | AGGREGATE | ATSI | 98370159 | JACKSNOE | 138 KV | TR3 | LOAD
115944309 | AMP-ATSI | AGGREGATE | ATSI | 32415043 | KIRBY | 69 KV | A | LOAD
115944309 | AMP-ATSI | AGGREGATE | ATSI | 32415045 | KNOX | 69 KV | LOAD | LOAD
115944309 | AMP-ATSI | AGGREGATE | ATSI | 98370161 | LAKEMORE | 138 KV | TR1 | LOAD
115944309 | AMP-ATSI | AGGREGATE | ATSI | 32415049 | LAKVEW | 34 KV | A | LOAD
115944309 | AMP-ATSI | AGGREGATE | ATSI | 93353831 | LEAR | 138 KV | TR1 | LOAD
115944309 | AMP-ATSI | AGGREGATE | ATSI | 1305123803 | LNCOLNPK | 23 KV | WOOD | LOAD
115944309 | AMP-ATSI | AGGREGATE | ATSI | 98370163 | LONDONOE | 138 KV | TR2 | LOAD
115944309 | AMP-ATSI | AGGREGATE | ATSI | 98370165 | LONGVIOE | 138 KV | TR6 | LOAD
115944309 | AMP-ATSI | AGGREGATE | ATSI | 1338423643 | LOWELL | 69 KV | TB7 LD | LOAD
115944309 | AMP-ATSI | AGGREGATE | ATSI | 98370167 | MADISOE | 138 KV | TR1 | LOAD
115944309 | AMP-ATSI | AGGREGATE | ATSI | 32415109 | MAHONIFE | 23 KV | A | LOAD
115944309 | AMP-ATSI | AGGREGATE | ATSI | 93353859 | MANIVL | 138 KV | TR1 | LOAD
115944309 | AMP-ATSI | AGGREGATE | ATSI | 93353861 | MANIVL | 138 KV | TR2 | LOAD
115944309 | AMP-ATSI | AGGREGATE | ATSI | 87901527 | MANSFIEL | 345 KV | LDTR1 | LOAD
115944309 | AMP-ATSI | AGGREGATE | ATSI | 1338424115 | MAPLEOE | 69 KV | ZELIENOP | LOAD
115944309 | AMP-ATSI | AGGREGATE | ATSI | 98370169 | MARIONET | 138 KV | TR1 | LOAD
115944309 | AMP-ATSI | AGGREGATE | ATSI | 32415115 | MASURY | 23 KV | B | LOAD
115944309 | AMP-ATSI | AGGREGATE | ATSI | 32415121 | MCDOWLOE | 69 KV | A | LOAD
115944309 | AMP-ATSI | AGGREGATE | ATSI | 98370171 | MCDSTEEL | 138 KV | LDMC | LOAD
115944309 | AMP-ATSI | AGGREGATE | ATSI | 98370173 | MILLIRON | 138 KV | TR1 | LOAD
115944309 | AMP-ATSI | AGGREGATE | ATSI | 98370175 | MOOREOE | 138 KV | TR1 | LOAD
115944309 | AMP-ATSI | AGGREGATE | ATSI | 98370181 | MURRAYOE | 138 KV | TR1 | LOAD
115944309 | AMP-ATSI | AGGREGATE | ATSI | 98370177 | MURRAYOE | 138 KV | TR2 | LOAD
115944309 | AMP-ATSI | AGGREGATE | ATSI | 93353865 | NAPLNN | 138 KV | TRE | LOAD
115944309 | AMP-ATSI | AGGREGATE | ATSI | 93353863 | NAPLNN | 138 KV | TRW | LOAD
115944309 | AMP-ATSI | AGGREGATE | ATSI | 98370183 | NASA | 138 KV | TR1 | LOAD
115944309 | AMP-ATSI | AGGREGATE | ATSI | 98370185 | NASA | 138 KV | TR2 | LOAD
115944309 | AMP-ATSI | AGGREGATE | ATSI | 93353867 | NATLBRN | 138 KV | TR1 | LOAD
115944309 | AMP-ATSI | AGGREGATE | ATSI | 98370187 | NDEPT | 138 KV | TR1 | LOAD
115944309 | AMP-ATSI | AGGREGATE | ATSI | 98370189 | NDEPT | 138 KV | TR2 | LOAD
115944309 | AMP-ATSI | AGGREGATE | ATSI | 1305123861 | NEVADAOE | 138 KV | TR3 LD | LOAD
115944309 | AMP-ATSI | AGGREGATE | ATSI | 32415143 | NEWCASOE | 23 KV | B | LOAD
115944309 | AMP-ATSI | AGGREGATE | ATSI | 106856813 | NEWCASOE | 69 KV | TR6 | LOAD
115944309 | AMP-ATSI | AGGREGATE | ATSI | 32415149 | NEWTONFA | 69 KV | A | LOAD
115944309 | AMP-ATSI | AGGREGATE | ATSI | 32415153 | NILES | 23 KV | A | LOAD
115944309 | AMP-ATSI | AGGREGATE | ATSI | 76427763 | NORDONIA | 138 KV | TR1 | LOAD
115944309 | AMP-ATSI | AGGREGATE | ATSI | 93353869 | NSS-YORK | 138 KV | NSY-TR | LOAD
115944309 | AMP-ATSI | AGGREGATE | ATSI | 1248986017 | NSTARSTL | 34.5 KV | EAP LD | LOAD
115944309 | AMP-ATSI | AGGREGATE | ATSI | 98370347 | NURSERY | 138 KV | TR1 | LOAD
115944309 | AMP-ATSI | AGGREGATE | ATSI | 98370203 | ONTARIOE | 138 KV | TR1 | LOAD
115944309 | AMP-ATSI | AGGREGATE | ATSI | 98370205 | ONTARIOE | 138 KV | TR2 | LOAD
115944309 | AMP-ATSI | AGGREGATE | ATSI | 98370207 | P_EL_UDH | 138 KV | LDST | LOAD
115944309 | AMP-ATSI | AGGREGATE | ATSI | 98370209 | PACKRDOE | 138 KV | TR1 | LOAD
115944309 | AMP-ATSI | AGGREGATE | ATSI | 98370211 | PACKRDOE | 138 KV | TR2 | LOAD
115944309 | AMP-ATSI | AGGREGATE | ATSI | 98370215 | PIDGEON | 138 KV | TR1 | LOAD
115944309 | AMP-ATSI | AGGREGATE | ATSI | 98370213 | PIDGEON | 138 KV | TR3 | LOAD
115944309 | AMP-ATSI | AGGREGATE | ATSI | 32415171 | PIDGEON | 69 KV | B | LOAD
115944309 | AMP-ATSI | AGGREGATE | ATSI | 98370217 | PINEOE | 138 KV | TR1 | LOAD
115944309 | AMP-ATSI | AGGREGATE | ATSI | 98370219 | PINEOE | 138 KV | TR2 | LOAD
115944309 | AMP-ATSI | AGGREGATE | ATSI | 98370221 | PINEOE | 138 KV | TR3 | LOAD
115944309 | AMP-ATSI | AGGREGATE | ATSI | 123901041 | PLNDEALR | 138 KV | TR1 | LOAD
115944309 | AMP-ATSI | AGGREGATE | ATSI | 123901043 | PLNDEALR | 138 KV | TR2 | LOAD
115944309 | AMP-ATSI | AGGREGATE | ATSI | 123901045 | PLSNTVLY | 138 KV | TR71 | LOAD
115944309 | AMP-ATSI | AGGREGATE | ATSI | 123901047 | PLSNTVLY | 138 KV | TR72 | LOAD
115944309 | AMP-ATSI | AGGREGATE | ATSI | 2156114633 | PPPINE | 69 KV | WARRENDA | LOAD
115944309 | AMP-ATSI | AGGREGATE | ATSI | 98370223 | REACTMET | 138 KV | LDRMI | LOAD
115944309 | AMP-ATSI | AGGREGATE | ATSI | 98370225 | REEDSBUR | 138 KV | LDRE | LOAD
115944309 | AMP-ATSI | AGGREGATE | ATSI | 98370227 | REPUBSM | 138 KV | TR1 | LOAD
115944309 | AMP-ATSI | AGGREGATE | ATSI | 1107284187 | REPVINE | 138 KV | A | LOAD
115944309 | AMP-ATSI | AGGREGATE | ATSI | 1107284188 | REPVINE | 138 KV | B | LOAD
115944309 | AMP-ATSI | AGGREGATE | ATSI | 93353879 | REYNSILI | 138 KV | TR3 | LOAD
115944309 | AMP-ATSI | AGGREGATE | ATSI | 93353877 | REYNSILI | 138 KV | TR4 | LOAD
115944309 | AMP-ATSI | AGGREGATE | ATSI | 2156109349 | RICHLND | 13.8 KV | LD1246 | LOAD
115944309 | AMP-ATSI | AGGREGATE | ATSI | 2156109348 | RICHLND | 13.8 KV | LD1247 | LOAD
115944309 | AMP-ATSI | AGGREGATE | ATSI | 2156109350 | RICHLND | 13.8 KV | LD1248 | LOAD
115944309 | AMP-ATSI | AGGREGATE | ATSI | 2156109351 | RICHLND | 13.8 KV | LD1249 | LOAD
115944309 | AMP-ATSI | AGGREGATE | ATSI | 112586069 | RICHLND | 36 KV | LDHOL | LOAD
115944309 | AMP-ATSI | AGGREGATE | ATSI | 32415189 | ROBERTOE | 34 KV | A | LOAD
115944309 | AMP-ATSI | AGGREGATE | ATSI | 98370229 | ROSSOE | 138 KV | TR3 | LOAD
115944309 | AMP-ATSI | AGGREGATE | ATSI | 98370231 | RVERBDOE | 138 KV | TR1 | LOAD
115944309 | AMP-ATSI | AGGREGATE | ATSI | 98370233 | RYAN | 138 KV | TR1 | LOAD
115944309 | AMP-ATSI | AGGREGATE | ATSI | 32415195 | SAKRONFE | 23 KV | A | LOAD
115944309 | AMP-ATSI | AGGREGATE | ATSI | 32415197 | SAKRONFE | 23 KV | B | LOAD
115944309 | AMP-ATSI | AGGREGATE | ATSI | 32415201 | SALTSPRG | 23 KV | C | LOAD
115944309 | AMP-ATSI | AGGREGATE | ATSI | 32415199 | SALTSPRG | 69 KV | B | LOAD
115944309 | AMP-ATSI | AGGREGATE | ATSI | 48934103 | SAMMISFE | 345 KV | CR2 | LOAD
115944309 | AMP-ATSI | AGGREGATE | ATSI | 48934105 | SAMMISFE | 345 KV | CR3 | LOAD
115944309 | AMP-ATSI | AGGREGATE | ATSI | 48934107 | SAMMISFE | 345 KV | CR4 | LOAD
115944309 | AMP-ATSI | AGGREGATE | ATSI | 87901533 | SAMMISFE | 345 KV | CR5 | LOAD
115944309 | AMP-ATSI | AGGREGATE | ATSI | 98370235 | SENECAOE | 138 KV | TR1 | LOAD
115944309 | AMP-ATSI | AGGREGATE | ATSI | 98370237 | SEVILL_R | 138 KV | TR1 | LOAD
115944309 | AMP-ATSI | AGGREGATE | ATSI | 98370239 | SHALERS | 138 KV | TR1 | LOAD
115944309 | AMP-ATSI | AGGREGATE | ATSI | 93353895 | SLATER | 138 KV | TR71 | LOAD
115944309 | AMP-ATSI | AGGREGATE | ATSI | 1075448851 | SMUCKERS | 138 KV | TR1 | LOAD
115944309 | AMP-ATSI | AGGREGATE | ATSI | 1075448852 | SMUCKERS | 138 KV | TR2 | LOAD
115944309 | AMP-ATSI | AGGREGATE | ATSI | 93353897 | ST_LUK | 138 KV | TR1 | LOAD
115944309 | AMP-ATSI | AGGREGATE | ATSI | 93353901 | STERPIP | 138 KV | LD1 | LOAD
115944309 | AMP-ATSI | AGGREGATE | ATSI | 98370245 | STONEY | 138 KV | TR1 | LOAD
115944309 | AMP-ATSI | AGGREGATE | ATSI | 98370247 | STONEY | 138 KV | TR2 | LOAD
115944309 | AMP-ATSI | AGGREGATE | ATSI | 93353903 | STRYKER | 138 KV | TR1 | LOAD
115944309 | AMP-ATSI | AGGREGATE | ATSI | 93353905 | TALWGATE | 138 KV | TR1 | LOAD
115944309 | AMP-ATSI | AGGREGATE | ATSI | 93353907 | TALWGATE | 138 KV | TR2 | LOAD
115944309 | AMP-ATSI | AGGREGATE | ATSI | 93353909 | TALWGATE | 138 KV | TR3 | LOAD
115944309 | AMP-ATSI | AGGREGATE | ATSI | 93353911 | TMT_WARE | 138 KV | TR1 | LOAD
115944309 | AMP-ATSI | AGGREGATE | ATSI | 98370251 | TOD | 138 KV | TR1 | LOAD
115944309 | AMP-ATSI | AGGREGATE | ATSI | 93353913 | TOLEDOHP | 138 KV | TR1 | LOAD
115944309 | AMP-ATSI | AGGREGATE | ATSI | 93353915 | TOLEDOHP | 138 KV | TR2 | LOAD
115944309 | AMP-ATSI | AGGREGATE | ATSI | 98370253 | TRALUM | 138 KV | LDTR | LOAD
115944309 | AMP-ATSI | AGGREGATE | ATSI | 98370259 | TUSC | 138 KV | TR1 | LOAD
115944309 | AMP-ATSI | AGGREGATE | ATSI | 98370257 | TUSC | 138 KV | TR2 | LOAD
115944309 | AMP-ATSI | AGGREGATE | ATSI | 123901013 | UNIV_TOL | 138 KV | TR1 | LOAD
115944309 | AMP-ATSI | AGGREGATE | ATSI | 123901015 | UNIV_TOL | 138 KV | TR2 | LOAD
115944309 | AMP-ATSI | AGGREGATE | ATSI | 98370261 | URBAN | 138 KV | TR2 | LOAD
115944309 | AMP-ATSI | AGGREGATE | ATSI | 32415239 | URBAN | 23 KV | A | LOAD
115944309 | AMP-ATSI | AGGREGATE | ATSI | 98370263 | VALLEYOE | 138 KV | TR1 | LOAD
115944309 | AMP-ATSI | AGGREGATE | ATSI | 98370265 | VALLEYOE | 138 KV | TR2 | LOAD
115944309 | AMP-ATSI | AGGREGATE | ATSI | 98370267 | VALLEYOE | 138 KV | TR3 | LOAD
115944309 | AMP-ATSI | AGGREGATE | ATSI | 98370269 | VALLEYOE | 138 KV | TR4 | LOAD
115944309 | AMP-ATSI | AGGREGATE | ATSI | 98370273 | VISTEON | 138 KV | TR2 | LOAD
115944309 | AMP-ATSI | AGGREGATE | ATSI | 98370275 | VISTEON | 138 KV | TR3 | LOAD
115944309 | AMP-ATSI | AGGREGATE | ATSI | 93353917 | VULCAN | 138 KV | TR8 | LOAD
115944309 | AMP-ATSI | AGGREGATE | ATSI | 98370277 | WAKRON | 138 KV | TR3 | LOAD
115944309 | AMP-ATSI | AGGREGATE | ATSI | 98370279 | WAKRON | 138 KV | TR4 | LOAD
115944309 | AMP-ATSI | AGGREGATE | ATSI | 98370281 | WAKRON | 138 KV | TR5 | LOAD
115944309 | AMP-ATSI | AGGREGATE | ATSI | 32415255 | WAKRON | 69 KV | B | LOAD
115944309 | AMP-ATSI | AGGREGATE | ATSI | 93353919 | WALGRN | 138 KV | TR1 | LOAD
115944309 | AMP-ATSI | AGGREGATE | ATSI | 93353921 | WALGRN | 138 KV | TR2 | LOAD
115944309 | AMP-ATSI | AGGREGATE | ATSI | 98370283 | WASHINTN | 138 KV | TR3 | LOAD
115944309 | AMP-ATSI | AGGREGATE | ATSI | 93353923 | WAUSEON | 138 KV | TR1 | LOAD
115944309 | AMP-ATSI | AGGREGATE | ATSI | 93353927 | WAUSEON | 138 KV | TR3 | LOAD
115944309 | AMP-ATSI | AGGREGATE | ATSI | 98370291 | WCIFINIS | 138 KV | TR2 | LOAD
115944309 | AMP-ATSI | AGGREGATE | ATSI | 98370287 | WCIHOTST | 138 KV | TR2 | LOAD
115944309 | AMP-ATSI | AGGREGATE | ATSI | 98370285 | WCIHOTST | 138 KV | TR3 | LOAD
115944309 | AMP-ATSI | AGGREGATE | ATSI | 98370289 | WCIHOTST | 138 KV | TR4 | LOAD
115944309 | AMP-ATSI | AGGREGATE | ATSI | 48934109 | WFREMONT | 138 KV | TR3 | LOAD
115944309 | AMP-ATSI | AGGREGATE | ATSI | 32415267 | WFREMONT | 69 KV | B | LOAD
115944309 | AMP-ATSI | AGGREGATE | ATSI | 98370293 | WICKLIFF | 138 KV | TR3 | LOAD
115944309 | AMP-ATSI | AGGREGATE | ATSI | 98370295 | WMEDINA | 138 KV | TR1 | LOAD
115944309 | AMP-ATSI | AGGREGATE | ATSI | 93353929 | WOODVLTE | 138 KV | TR1 | LOAD
115944309 | AMP-ATSI | AGGREGATE | ATSI | 93353931 | WOODVLTE | 138 KV | TR2 | LOAD
115944309 | AMP-ATSI | AGGREGATE | ATSI | 93353933 | WORTHSTL | 138 KV | TR1 | LOAD
115944309 | AMP-ATSI | AGGREGATE | ATSI | 32415277 | WRAVENNA | 23 KV | B | LOAD
115944309 | AMP-ATSI | AGGREGATE | ATSI | 32415275 | WRAVENNA | 69 KV | A | LOAD
1070968598 | AMP-ATSI OH | AGGREGATE | ATSI | 93353477 | 02ANGOLA | 138 KV | TR1 | LOAD
1070968598 | AMP-ATSI OH | AGGREGATE | ATSI | 93353479 | 02ANGOLA | 138 KV | TR2 | LOAD
1070968598 | AMP-ATSI OH | AGGREGATE | ATSI | 98369977 | 02ARMCO | 138 KV | TR1 | LOAD
1070968598 | AMP-ATSI OH | AGGREGATE | ATSI | 98369979 | 02ARMCO | 138 KV | TR2 | LOAD
1070968598 | AMP-ATSI OH | AGGREGATE | ATSI | 98369981 | 02ARMCO | 138 KV | TR3 | LOAD
1070968598 | AMP-ATSI OH | AGGREGATE | ATSI | 98369983 | 02ARMCO | 138 KV | TR4 | LOAD
1070968598 | AMP-ATSI OH | AGGREGATE | ATSI | 93353485 | 02AYERSV | 138 KV | TR1 | LOAD
1070968598 | AMP-ATSI OH | AGGREGATE | ATSI | 93353487 | 02BRUSH | 138 KV | TR1 | LOAD
1070968598 | AMP-ATSI OH | AGGREGATE | ATSI | 98369987 | 02BRWELL | 138 KV | TR1 | LOAD
1070968598 | AMP-ATSI OH | AGGREGATE | ATSI | 98369991 | 02BWAK | 138 KV | TR2 | LOAD
1070968598 | AMP-ATSI OH | AGGREGATE | ATSI | 98369993 | 02CARDNT | 69 KV | TR1 | LOAD
1070968598 | AMP-ATSI OH | AGGREGATE | ATSI | 93353495 | 02CLINTN | 138 KV | TR71 | LOAD
1070968598 | AMP-ATSI OH | AGGREGATE | ATSI | 93353497 | 02CLINTN | 138 KV | TR72 | LOAD
1070968598 | AMP-ATSI OH | AGGREGATE | ATSI | 98370383 | 02COLLIN | 138 KV | TR1 | LOAD
1070968598 | AMP-ATSI OH | AGGREGATE | ATSI | 98369995 | 02CORTLD | 138 KV | TR1 | LOAD
1070968598 | AMP-ATSI OH | AGGREGATE | ATSI | 93353511 | 02DECANT | 138 KV | TR1 | LOAD
1070968598 | AMP-ATSI OH | AGGREGATE | ATSI | 93353513 | 02DEFISW | 138 KV | TR1 | LOAD
1070968598 | AMP-ATSI OH | AGGREGATE | ATSI | 98369997 | 02DUALRT | 138 KV | TR1 | LOAD
1070968598 | AMP-ATSI OH | AGGREGATE | ATSI | 98370395 | 02E_IND | 138 KV | TR1 | LOAD
1070968598 | AMP-ATSI OH | AGGREGATE | ATSI | 98370397 | 02E_IND | 138 KV | TR2 | LOAD
1070968598 | AMP-ATSI OH | AGGREGATE | ATSI | 93353527 | 02EBER | 138 KV | TR1 | LOAD
1070968598 | AMP-ATSI OH | AGGREGATE | ATSI | 106856793 | 02FAYET | 138 KV | TR1 | LOAD
1070968598 | AMP-ATSI OH | AGGREGATE | ATSI | 93353541 | 02FIVEPT | 138 KV | TR1 | LOAD
1070968598 | AMP-ATSI OH | AGGREGATE | ATSI | 93353551 | 02FORTIN | 138 KV | TR1 | LOAD
1070968598 | AMP-ATSI OH | AGGREGATE | ATSI | 93353553 | 02FREY | 138 KV | TR1 | LOAD
1070968598 | AMP-ATSI OH | AGGREGATE | ATSI | 93353561 | 02GMC | 138 KV | TR1 | LOAD
1070968598 | AMP-ATSI OH | AGGREGATE | ATSI | 93353563 | 02GMC | 138 KV | TR2 | LOAD
1070968598 | AMP-ATSI OH | AGGREGATE | ATSI | 93353565 | 02GMC | 138 KV | TR3 | LOAD
1070968598 | AMP-ATSI OH | AGGREGATE | ATSI | 98370003 | 02HAMILT | 138 KV | LD1 | LOAD
1070968598 | AMP-ATSI OH | AGGREGATE | ATSI | 93353593 | 02JMP | 138 KV | TR1 | LOAD
1070968598 | AMP-ATSI OH | AGGREGATE | ATSI | 93353595 | 02JMP2 | 138 KV | TR10 | LOAD
1070968598 | AMP-ATSI OH | AGGREGATE | ATSI | 93353597 | 02JMP2 | 138 KV | TR11 | LOAD
1070968598 | AMP-ATSI OH | AGGREGATE | ATSI | 1268565225 | 02JOHNCT | 138 KV | LDJC | LOAD
1070968598 | AMP-ATSI OH | AGGREGATE | ATSI | 1268565226 | 02JOHNCT | 138 KV | TR1 | LOAD
1070968598 | AMP-ATSI OH | AGGREGATE | ATSI | 93353603 | 02JP | 138 KV | TR1 | LOAD
1070968598 | AMP-ATSI OH | AGGREGATE | ATSI | 93353601 | 02JP | 138 KV | TR2 | LOAD
1070968598 | AMP-ATSI OH | AGGREGATE | ATSI | 93353599 | 02JP | 138 KV | TR3 | LOAD
1070968598 | AMP-ATSI OH | AGGREGATE | ATSI | 2041967841 | 02LAKERD | 138 KV | 69KVLOAD | LOAD
1070968598 | AMP-ATSI OH | AGGREGATE | ATSI | 93353611 | 02LIMECT | 138 KV | TR1 | LOAD
1070968598 | AMP-ATSI OH | AGGREGATE | ATSI | 93353613 | 02LIMECT | 138 KV | TR2 | LOAD
1070968598 | AMP-ATSI OH | AGGREGATE | ATSI | 93353619 | 02LYONS | 138 KV | TR1 | LOAD
1070968598 | AMP-ATSI OH | AGGREGATE | ATSI | 98370399 | 02N_EAST | 138 KV | TR1 | LOAD
1070968598 | AMP-ATSI OH | AGGREGATE | ATSI | 98370401 | 02N_EAST | 138 KV | TR2 | LOAD
1070968598 | AMP-ATSI OH | AGGREGATE | ATSI | 93353625 | 02OILEVS | 138 KV | TR1 | LOAD
1070968598 | AMP-ATSI OH | AGGREGATE | ATSI | 93353627 | 02OILEVS | 138 KV | TR2 | LOAD
1070968598 | AMP-ATSI OH | AGGREGATE | ATSI | 93353629 | 02OREGON | 138 KV | TR1 | LOAD
1070968598 | AMP-ATSI OH | AGGREGATE | ATSI | 98370013 | 02ROSEMT | 138 KV | TR1 | LOAD
1070968598 | AMP-ATSI OH | AGGREGATE | ATSI | 98370403 | 02S_EAST | 138 KV | TR1 | LOAD
1070968598 | AMP-ATSI OH | AGGREGATE | ATSI | 98370405 | 02S_EAST | 138 KV | TR2 | LOAD
1070968598 | AMP-ATSI OH | AGGREGATE | ATSI | 93353641 | 02SILICA | 138 KV | TR1 | LOAD
1070968598 | AMP-ATSI OH | AGGREGATE | ATSI | 93353643 | 02SILICA | 138 KV | TR2 | LOAD
1070968598 | AMP-ATSI OH | AGGREGATE | ATSI | 93353645 | 02SWANTN | 138 KV | TR1 | LOAD
1070968598 | AMP-ATSI OH | AGGREGATE | ATSI | 93353647 | 02SYLVNA | 138 KV | TR1 | LOAD
1070968598 | AMP-ATSI OH | AGGREGATE | ATSI | 98370015 | 02TEREX | 138 KV | TR1 | LOAD
1070968598 | AMP-ATSI OH | AGGREGATE | ATSI | 98370017 | 02TEREX | 138 KV | TR2 | LOAD
1070968598 | AMP-ATSI OH | AGGREGATE | ATSI | 98370019 | 02WADS | 138 KV | TR1 | LOAD
1070968598 | AMP-ATSI OH | AGGREGATE | ATSI | 98370021 | 02WADS | 138 KV | TR2 | LOAD
1070968598 | AMP-ATSI OH | AGGREGATE | ATSI | 93353653 | 02WALBRD | 138 KV | TR1 | LOAD
1070968598 | AMP-ATSI OH | AGGREGATE | ATSI | 93353655 | 02WALBRD | 138 KV | TR2 | LOAD
1070968598 | AMP-ATSI OH | AGGREGATE | ATSI | 93353657 | 02WATERV | 138 KV | TR1 | LOAD
1070968598 | AMP-ATSI OH | AGGREGATE | ATSI | 93353659 | 02WENTWT | 138 KV | TR1 | LOAD
1070968598 | AMP-ATSI OH | AGGREGATE | ATSI | 93353661 | 02WENTWT | 138 KV | TR2 | LOAD
1070968598 | AMP-ATSI OH | AGGREGATE | ATSI | 93353663 | 02WESTGT | 138 KV | TR1 | LOAD
1070968598 | AMP-ATSI OH | AGGREGATE | ATSI | 98370023 | AETNA | 138 KV | TR3 | LOAD
1070968598 | AMP-ATSI OH | AGGREGATE | ATSI | 32414793 | AETNA | 23 KV | A | LOAD
1070968598 | AMP-ATSI OH | AGGREGATE | ATSI | 32414805 | BABB | 23 KV | A | LOAD
1070968598 | AMP-ATSI OH | AGGREGATE | ATSI | 32414807 | BARBERTO | 23 KV | B | LOAD
1070968598 | AMP-ATSI OH | AGGREGATE | ATSI | 32414809 | BARBERTO | 23 KV | C | LOAD
1070968598 | AMP-ATSI OH | AGGREGATE | ATSI | 98370027 | BELLEP | 138 KV | TR2 | LOAD
1070968598 | AMP-ATSI OH | AGGREGATE | ATSI | 93353687 | BELLEVUE | 138 KV | TR1 | LOAD
1070968598 | AMP-ATSI OH | AGGREGATE | ATSI | 93353689 | BELLEVUE | 138 KV | TR2 | LOAD
1070968598 | AMP-ATSI OH | AGGREGATE | ATSI | 98370029 | BLUEBELL | 138 KV | LD1 | LOAD
1070968598 | AMP-ATSI OH | AGGREGATE | ATSI | 32414817 | BLUEBELL | 69 KV | B | LOAD
1070968598 | AMP-ATSI OH | AGGREGATE | ATSI | 98370035 | BOARDMAN | 138 KV | LDTR8-9 | LOAD
1070968598 | AMP-ATSI OH | AGGREGATE | ATSI | 1439647678 | BOARDMAN | 138 KV | TR3 LD | LOAD
1070968598 | AMP-ATSI OH | AGGREGATE | ATSI | 98370037 | BRADYLAK | 138 KV | TR1 | LOAD
1070968598 | AMP-ATSI OH | AGGREGATE | ATSI | 98370041 | BRIDGEOE | 138 KV | TR1 | LOAD
1070968598 | AMP-ATSI OH | AGGREGATE | ATSI | 98370043 | BRIDGEOE | 138 KV | TR2 | LOAD
1070968598 | AMP-ATSI OH | AGGREGATE | ATSI | 98370045 | BROOKSID | 138 KV | TR6 | LOAD
1070968598 | AMP-ATSI OH | AGGREGATE | ATSI | 98370047 | BRUNSWOE | 138 KV | TR4 | LOAD
1070968598 | AMP-ATSI OH | AGGREGATE | ATSI | 98370049 | BRUNSWOE | 138 KV | TR5 | LOAD
1070968598 | AMP-ATSI OH | AGGREGATE | ATSI | 87901519 | BUCKEY | 138 KV | LDTR1 | LOAD
1070968598 | AMP-ATSI OH | AGGREGATE | ATSI | 98370051 | BURTONOE | 138 KV | TR1 | LOAD
1070968598 | AMP-ATSI OH | AGGREGATE | ATSI | 98370053 | CAIRNS | 138 KV | TR1 | LOAD
1070968598 | AMP-ATSI OH | AGGREGATE | ATSI | 93353691 | CALPHALN | 138 KV | TR1 | LOAD
1070968598 | AMP-ATSI OH | AGGREGATE | ATSI | 98370055 | CAMDEN2 | 138 KV | LD1 | LOAD
1070968598 | AMP-ATSI OH | AGGREGATE | ATSI | 32414845 | CHAMBROE | 69 KV | A | LOAD
1070968598 | AMP-ATSI OH | AGGREGATE | ATSI | 93353697 | CHRYSLE2 | 138 KV | TR1 | LOAD
1070968598 | AMP-ATSI OH | AGGREGATE | ATSI | 93353699 | CHRYSLE2 | 138 KV | TR2 | LOAD
1070968598 | AMP-ATSI OH | AGGREGATE | ATSI | 32414853 | CLARKOE | 69 KV | A | LOAD
1070968598 | AMP-ATSI OH | AGGREGATE | ATSI | 98370063 | CLAYOE | 138 KV | TR1 | LOAD
1070968598 | AMP-ATSI OH | AGGREGATE | ATSI | 32414861 | CLOVEROE | 23 KV | B | LOAD
1070968598 | AMP-ATSI OH | AGGREGATE | ATSI | 32414859 | CLOVEROE | 69 KV | A | LOAD
1070968598 | AMP-ATSI OH | AGGREGATE | ATSI | 93353711 | CLVHOP | 138 KV | TR1 | LOAD
1070968598 | AMP-ATSI OH | AGGREGATE | ATSI | 93353713 | CLVHOP | 138 KV | TR2 | LOAD
1070968598 | AMP-ATSI OH | AGGREGATE | ATSI | 98370065 | CNTRALOE | 138 KV | TRE | LOAD
1070968598 | AMP-ATSI OH | AGGREGATE | ATSI | 98370067 | CNTRALOE | 138 KV | TRW | LOAD
1070968598 | AMP-ATSI OH | AGGREGATE | ATSI | 98370069 | COMERC | 138 KV | TR1 | LOAD
1070968598 | AMP-ATSI OH | AGGREGATE | ATSI | 98370071 | CONCAST | 138 KV | LD1 | LOAD
1070968598 | AMP-ATSI OH | AGGREGATE | ATSI | 98370073 | CONGRESS | 138 KV | TR1 | LOAD
1070968598 | AMP-ATSI OH | AGGREGATE | ATSI | 32414869 | CRISS | 34 KV | A | LOAD
1070968598 | AMP-ATSI OH | AGGREGATE | ATSI | 98370075 | DALEOE | 138 KV | TR2 | LOAD
1070968598 | AMP-ATSI OH | AGGREGATE | ATSI | 93353715 | DANA | 138 KV | TR1 | LOAD
1070968598 | AMP-ATSI OH | AGGREGATE | ATSI | 32414879 | DARROW | 69 KV | B | LOAD
1070968598 | AMP-ATSI OH | AGGREGATE | ATSI | 87901521 | DAVISBES | 345 KV | TR01 | LOAD
1070968598 | AMP-ATSI OH | AGGREGATE | ATSI | 93353719 | DELAFOIL | 138 KV | LD | LOAD
1070968598 | AMP-ATSI OH | AGGREGATE | ATSI | 98370077 | DELPARK | 138 KV | TR1 | LOAD
1070968598 | AMP-ATSI OH | AGGREGATE | ATSI | 93353717 | DELTA | 138 KV | TR1 | LOAD
1070968598 | AMP-ATSI OH | AGGREGATE | ATSI | 93353721 | DIXIEFE | 138 KV | TR5 | LOAD
1070968598 | AMP-ATSI OH | AGGREGATE | ATSI | 93353723 | DIXIEFE | 138 KV | TR7 | LOAD
1070968598 | AMP-ATSI OH | AGGREGATE | ATSI | 98370079 | DOBINS | 138 KV | TR1 | LOAD
1070968598 | AMP-ATSI OH | AGGREGATE | ATSI | 98370081 | DOBINS | 138 KV | TR2 | LOAD
1070968598 | AMP-ATSI OH | AGGREGATE | ATSI | 98370089 | EAKRON | 138 KV | TR3 | LOAD
1070968598 | AMP-ATSI OH | AGGREGATE | ATSI | 98370087 | EAKRON | 138 KV | TR4 | LOAD
1070968598 | AMP-ATSI OH | AGGREGATE | ATSI | 32414891 | EAKRON | 23 KV | B | LOAD
1070968598 | AMP-ATSI OH | AGGREGATE | ATSI | 32414893 | EAKRON | 23 KV | C | LOAD
1070968598 | AMP-ATSI OH | AGGREGATE | ATSI | 98370091 | ELMOHED | 138 KV | TR1 | LOAD
1070968598 | AMP-ATSI OH | AGGREGATE | ATSI | 98370101 | EVANSOE | 138 KV | TR1 | LOAD
1070968598 | AMP-ATSI OH | AGGREGATE | ATSI | 98370103 | EVANSOE | 138 KV | TR2 | LOAD
1070968598 | AMP-ATSI OH | AGGREGATE | ATSI | 98370105 | EVERGFE | 138 KV | LDWCI1 | LOAD
1070968598 | AMP-ATSI OH | AGGREGATE | ATSI | 32414915 | EVERGFE | 23 KV | B | LOAD
1070968598 | AMP-ATSI OH | AGGREGATE | ATSI | 98370111 | FIELDST | 138 KV | TR1 | LOAD
1070968598 | AMP-ATSI OH | AGGREGATE | ATSI | 98370115 | FIRESTON | 138 KV | TR1 | LOAD
1070968598 | AMP-ATSI OH | AGGREGATE | ATSI | 98370113 | FIRESTON | 138 KV | TR2 | LOAD
1070968598 | AMP-ATSI OH | AGGREGATE | ATSI | 93353731 | FLOWER | 138 KV | LDTR1 | LOAD
1070968598 | AMP-ATSI OH | AGGREGATE | ATSI | 98370119 | FORDFE | 138 KV | TR2 | LOAD
1070968598 | AMP-ATSI OH | AGGREGATE | ATSI | 106856797 | FREMONTE | 18 KV | LDSST1 | LOAD
1070968598 | AMP-ATSI OH | AGGREGATE | ATSI | 106856799 | FREMONTE | 18 KV | LDSST2 | LOAD
1070968598 | AMP-ATSI OH | AGGREGATE | ATSI | 98370121 | FRNKLNOE | 138 KV | TR1 | LOAD
1070968598 | AMP-ATSI OH | AGGREGATE | ATSI | 106856801 | FSTSOLAR | 138 KV | TR2 | LOAD
1070968598 | AMP-ATSI OH | AGGREGATE | ATSI | 98370123 | GARDENOE | 138 KV | TR1 | LOAD
1070968598 | AMP-ATSI OH | AGGREGATE | ATSI | 98370125 | GARDENOE | 138 KV | TR2 | LOAD
1070968598 | AMP-ATSI OH | AGGREGATE | ATSI | 98370127 | GATESOE | 138 KV | TR1 | LOAD
1070968598 | AMP-ATSI OH | AGGREGATE | ATSI | 98370129 | GATESOE | 138 KV | TR2 | LOAD
1070968598 | AMP-ATSI OH | AGGREGATE | ATSI | 93353739 | GE_STRVL | 138 KV | TR71 | LOAD
1070968598 | AMP-ATSI OH | AGGREGATE | ATSI | 98370131 | GLCRSTOE | 138 KV | TR3 | LOAD
1070968598 | AMP-ATSI OH | AGGREGATE | ATSI | 32414945 | GLCRSTOE | 69 KV | B | LOAD
1070968598 | AMP-ATSI OH | AGGREGATE | ATSI | 93353745 | GM_PWR | 138 KV | TR1 | LOAD
1070968598 | AMP-ATSI OH | AGGREGATE | ATSI | 93353747 | GM_PWR | 138 KV | TR2 | LOAD
1070968598 | AMP-ATSI OH | AGGREGATE | ATSI | 98370139 | GMWAROE | 138 KV | TR2 | LOAD
1070968598 | AMP-ATSI OH | AGGREGATE | ATSI | 98370141 | GMWAROE | 138 KV | TR3 | LOAD
1070968598 | AMP-ATSI OH | AGGREGATE | ATSI | 98370143 | GOODYROE | 138 KV | LD1 | LOAD
1070968598 | AMP-ATSI OH | AGGREGATE | ATSI | 98370145 | GRANGROE | 138 KV | TR1 | LOAD
1070968598 | AMP-ATSI OH | AGGREGATE | ATSI | 98370147 | GREENFOE | 138 KV | TR1 | LOAD
1070968598 | AMP-ATSI OH | AGGREGATE | ATSI | 98370149 | GREENFOE | 138 KV | TR2 | LOAD
1070968598 | AMP-ATSI OH | AGGREGATE | ATSI | 98370151 | GREENFOE | 138 KV | TR3 | LOAD
1070968598 | AMP-ATSI OH | AGGREGATE | ATSI | 98370153 | GREENFOE | 138 KV | TR6 | LOAD
1070968598 | AMP-ATSI OH | AGGREGATE | ATSI | 93353773 | HAWTANGL | 138 KV | TR1 | LOAD
1070968598 | AMP-ATSI OH | AGGREGATE | ATSI | 93353775 | HAWTANGL | 138 KV | TR2 | LOAD
1070968598 | AMP-ATSI OH | AGGREGATE | ATSI | 32414989 | HOYTDAL2 | 138 KV | KOPPEL | LOAD
1070968598 | AMP-ATSI OH | AGGREGATE | ATSI | 98370155 | HUDMUN | 138 KV | TR1 | LOAD
1070968598 | AMP-ATSI OH | AGGREGATE | ATSI | 106856809 | HUDMUN | 138 KV | TR2 | LOAD
1070968598 | AMP-ATSI OH | AGGREGATE | ATSI | 32415001 | IVANHOOE | 23 KV | A | LOAD
1070968598 | AMP-ATSI OH | AGGREGATE | ATSI | 93353793 | JACKMAN | 138 KV | TR1 | LOAD
1070968598 | AMP-ATSI OH | AGGREGATE | ATSI | 98370159 | JACKSNOE | 138 KV | TR3 | LOAD
1070968598 | AMP-ATSI OH | AGGREGATE | ATSI | 32415043 | KIRBY | 69 KV | A | LOAD
1070968598 | AMP-ATSI OH | AGGREGATE | ATSI | 32415045 | KNOX | 69 KV | LOAD | LOAD
1070968598 | AMP-ATSI OH | AGGREGATE | ATSI | 98370161 | LAKEMORE | 138 KV | TR1 | LOAD
1070968598 | AMP-ATSI OH | AGGREGATE | ATSI | 32415049 | LAKVEW | 34 KV | A | LOAD
1070968598 | AMP-ATSI OH | AGGREGATE | ATSI | 93353831 | LEAR | 138 KV | TR1 | LOAD
1070968598 | AMP-ATSI OH | AGGREGATE | ATSI | 1305123803 | LNCOLNPK | 23 KV | WOOD | LOAD
1070968598 | AMP-ATSI OH | AGGREGATE | ATSI | 98370163 | LONDONOE | 138 KV | TR2 | LOAD
1070968598 | AMP-ATSI OH | AGGREGATE | ATSI | 98370165 | LONGVIOE | 138 KV | TR6 | LOAD
1070968598 | AMP-ATSI OH | AGGREGATE | ATSI | 1338423643 | LOWELL | 69 KV | TB7 LD | LOAD
1070968598 | AMP-ATSI OH | AGGREGATE | ATSI | 98370167 | MADISOE | 138 KV | TR1 | LOAD
1070968598 | AMP-ATSI OH | AGGREGATE | ATSI | 32415109 | MAHONIFE | 23 KV | A | LOAD
1070968598 | AMP-ATSI OH | AGGREGATE | ATSI | 93353859 | MANIVL | 138 KV | TR1 | LOAD
1070968598 | AMP-ATSI OH | AGGREGATE | ATSI | 93353861 | MANIVL | 138 KV | TR2 | LOAD
1070968598 | AMP-ATSI OH | AGGREGATE | ATSI | 98370169 | MARIONET | 138 KV | TR1 | LOAD
1070968598 | AMP-ATSI OH | AGGREGATE | ATSI | 32415115 | MASURY | 23 KV | B | LOAD
1070968598 | AMP-ATSI OH | AGGREGATE | ATSI | 98370171 | MCDSTEEL | 138 KV | LDMC | LOAD
1070968598 | AMP-ATSI OH | AGGREGATE | ATSI | 98370173 | MILLIRON | 138 KV | TR1 | LOAD
1070968598 | AMP-ATSI OH | AGGREGATE | ATSI | 98370175 | MOOREOE | 138 KV | TR1 | LOAD
1070968598 | AMP-ATSI OH | AGGREGATE | ATSI | 98370181 | MURRAYOE | 138 KV | TR1 | LOAD
1070968598 | AMP-ATSI OH | AGGREGATE | ATSI | 98370177 | MURRAYOE | 138 KV | TR2 | LOAD
1070968598 | AMP-ATSI OH | AGGREGATE | ATSI | 93353865 | NAPLNN | 138 KV | TRE | LOAD
1070968598 | AMP-ATSI OH | AGGREGATE | ATSI | 93353863 | NAPLNN | 138 KV | TRW | LOAD
1070968598 | AMP-ATSI OH | AGGREGATE | ATSI | 98370183 | NASA | 138 KV | TR1 | LOAD
1070968598 | AMP-ATSI OH | AGGREGATE | ATSI | 98370185 | NASA | 138 KV | TR2 | LOAD
1070968598 | AMP-ATSI OH | AGGREGATE | ATSI | 93353867 | NATLBRN | 138 KV | TR1 | LOAD
1070968598 | AMP-ATSI OH | AGGREGATE | ATSI | 98370187 | NDEPT | 138 KV | TR1 | LOAD
1070968598 | AMP-ATSI OH | AGGREGATE | ATSI | 98370189 | NDEPT | 138 KV | TR2 | LOAD
1070968598 | AMP-ATSI OH | AGGREGATE | ATSI | 1305123861 | NEVADAOE | 138 KV | TR3 LD | LOAD
1070968598 | AMP-ATSI OH | AGGREGATE | ATSI | 32415149 | NEWTONFA | 69 KV | A | LOAD
1070968598 | AMP-ATSI OH | AGGREGATE | ATSI | 32415153 | NILES | 23 KV | A | LOAD
1070968598 | AMP-ATSI OH | AGGREGATE | ATSI | 76427763 | NORDONIA | 138 KV | TR1 | LOAD
1070968598 | AMP-ATSI OH | AGGREGATE | ATSI | 93353869 | NSS-YORK | 138 KV | NSY-TR | LOAD
1070968598 | AMP-ATSI OH | AGGREGATE | ATSI | 1248986017 | NSTARSTL | 34.5 KV | EAP LD | LOAD
1070968598 | AMP-ATSI OH | AGGREGATE | ATSI | 98370347 | NURSERY | 138 KV | TR1 | LOAD
1070968598 | AMP-ATSI OH | AGGREGATE | ATSI | 98370203 | ONTARIOE | 138 KV | TR1 | LOAD
1070968598 | AMP-ATSI OH | AGGREGATE | ATSI | 98370205 | ONTARIOE | 138 KV | TR2 | LOAD
1070968598 | AMP-ATSI OH | AGGREGATE | ATSI | 98370209 | PACKRDOE | 138 KV | TR1 | LOAD
1070968598 | AMP-ATSI OH | AGGREGATE | ATSI | 98370211 | PACKRDOE | 138 KV | TR2 | LOAD
1070968598 | AMP-ATSI OH | AGGREGATE | ATSI | 98370355 | PAINESV | 138 KV | TR1 | LOAD
1070968598 | AMP-ATSI OH | AGGREGATE | ATSI | 98370357 | PAINESV | 138 KV | TR2 | LOAD
1070968598 | AMP-ATSI OH | AGGREGATE | ATSI | 98370215 | PIDGEON | 138 KV | TR1 | LOAD
1070968598 | AMP-ATSI OH | AGGREGATE | ATSI | 98370213 | PIDGEON | 138 KV | TR3 | LOAD
1070968598 | AMP-ATSI OH | AGGREGATE | ATSI | 32415171 | PIDGEON | 69 KV | B | LOAD
1070968598 | AMP-ATSI OH | AGGREGATE | ATSI | 98370217 | PINEOE | 138 KV | TR1 | LOAD
1070968598 | AMP-ATSI OH | AGGREGATE | ATSI | 98370219 | PINEOE | 138 KV | TR2 | LOAD
1070968598 | AMP-ATSI OH | AGGREGATE | ATSI | 98370221 | PINEOE | 138 KV | TR3 | LOAD
1070968598 | AMP-ATSI OH | AGGREGATE | ATSI | 123901041 | PLNDEALR | 138 KV | TR1 | LOAD
1070968598 | AMP-ATSI OH | AGGREGATE | ATSI | 123901043 | PLNDEALR | 138 KV | TR2 | LOAD
1070968598 | AMP-ATSI OH | AGGREGATE | ATSI | 123901045 | PLSNTVLY | 138 KV | TR71 | LOAD
1070968598 | AMP-ATSI OH | AGGREGATE | ATSI | 123901047 | PLSNTVLY | 138 KV | TR72 | LOAD
1070968598 | AMP-ATSI OH | AGGREGATE | ATSI | 98370223 | REACTMET | 138 KV | LDRMI | LOAD
1070968598 | AMP-ATSI OH | AGGREGATE | ATSI | 98370225 | REEDSBUR | 138 KV | LDRE | LOAD
1070968598 | AMP-ATSI OH | AGGREGATE | ATSI | 98370227 | REPUBSM | 138 KV | TR1 | LOAD
1070968598 | AMP-ATSI OH | AGGREGATE | ATSI | 1107284187 | REPVINE | 138 KV | A | LOAD
1070968598 | AMP-ATSI OH | AGGREGATE | ATSI | 1107284188 | REPVINE | 138 KV | B | LOAD
1070968598 | AMP-ATSI OH | AGGREGATE | ATSI | 93353879 | REYNSILI | 138 KV | TR3 | LOAD
1070968598 | AMP-ATSI OH | AGGREGATE | ATSI | 93353877 | REYNSILI | 138 KV | TR4 | LOAD
1070968598 | AMP-ATSI OH | AGGREGATE | ATSI | 2156109349 | RICHLND | 13.8 KV | LD1246 | LOAD
1070968598 | AMP-ATSI OH | AGGREGATE | ATSI | 2156109348 | RICHLND | 13.8 KV | LD1247 | LOAD
1070968598 | AMP-ATSI OH | AGGREGATE | ATSI | 2156109350 | RICHLND | 13.8 KV | LD1248 | LOAD
1070968598 | AMP-ATSI OH | AGGREGATE | ATSI | 2156109351 | RICHLND | 13.8 KV | LD1249 | LOAD
1070968598 | AMP-ATSI OH | AGGREGATE | ATSI | 112586069 | RICHLND | 36 KV | LDHOL | LOAD
1070968598 | AMP-ATSI OH | AGGREGATE | ATSI | 32415189 | ROBERTOE | 34 KV | A | LOAD
1070968598 | AMP-ATSI OH | AGGREGATE | ATSI | 98370229 | ROSSOE | 138 KV | TR3 | LOAD
1070968598 | AMP-ATSI OH | AGGREGATE | ATSI | 98370231 | RVERBDOE | 138 KV | TR1 | LOAD
1070968598 | AMP-ATSI OH | AGGREGATE | ATSI | 98370233 | RYAN | 138 KV | TR1 | LOAD
1070968598 | AMP-ATSI OH | AGGREGATE | ATSI | 32415195 | SAKRONFE | 23 KV | A | LOAD
1070968598 | AMP-ATSI OH | AGGREGATE | ATSI | 32415197 | SAKRONFE | 23 KV | B | LOAD
1070968598 | AMP-ATSI OH | AGGREGATE | ATSI | 32415201 | SALTSPRG | 23 KV | C | LOAD
1070968598 | AMP-ATSI OH | AGGREGATE | ATSI | 32415199 | SALTSPRG | 69 KV | B | LOAD
1070968598 | AMP-ATSI OH | AGGREGATE | ATSI | 48934103 | SAMMISFE | 345 KV | CR2 | LOAD
1070968598 | AMP-ATSI OH | AGGREGATE | ATSI | 48934105 | SAMMISFE | 345 KV | CR3 | LOAD
1070968598 | AMP-ATSI OH | AGGREGATE | ATSI | 48934107 | SAMMISFE | 345 KV | CR4 | LOAD
1070968598 | AMP-ATSI OH | AGGREGATE | ATSI | 87901533 | SAMMISFE | 345 KV | CR5 | LOAD
1070968598 | AMP-ATSI OH | AGGREGATE | ATSI | 98370237 | SEVILL_R | 138 KV | TR1 | LOAD
1070968598 | AMP-ATSI OH | AGGREGATE | ATSI | 98370239 | SHALERS | 138 KV | TR1 | LOAD
1070968598 | AMP-ATSI OH | AGGREGATE | ATSI | 93353895 | SLATER | 138 KV | TR71 | LOAD
1070968598 | AMP-ATSI OH | AGGREGATE | ATSI | 93353897 | ST_LUK | 138 KV | TR1 | LOAD
1070968598 | AMP-ATSI OH | AGGREGATE | ATSI | 93353901 | STERPIP | 138 KV | LD1 | LOAD
1070968598 | AMP-ATSI OH | AGGREGATE | ATSI | 98370245 | STONEY | 138 KV | TR1 | LOAD
1070968598 | AMP-ATSI OH | AGGREGATE | ATSI | 98370247 | STONEY | 138 KV | TR2 | LOAD
1070968598 | AMP-ATSI OH | AGGREGATE | ATSI | 93353903 | STRYKER | 138 KV | TR1 | LOAD
1070968598 | AMP-ATSI OH | AGGREGATE | ATSI | 93353905 | TALWGATE | 138 KV | TR1 | LOAD
1070968598 | AMP-ATSI OH | AGGREGATE | ATSI | 93353907 | TALWGATE | 138 KV | TR2 | LOAD
1070968598 | AMP-ATSI OH | AGGREGATE | ATSI | 93353909 | TALWGATE | 138 KV | TR3 | LOAD
1070968598 | AMP-ATSI OH | AGGREGATE | ATSI | 93353911 | TMT_WARE | 138 KV | TR1 | LOAD
1070968598 | AMP-ATSI OH | AGGREGATE | ATSI | 98370251 | TOD | 138 KV | TR1 | LOAD
1070968598 | AMP-ATSI OH | AGGREGATE | ATSI | 93353913 | TOLEDOHP | 138 KV | TR1 | LOAD
1070968598 | AMP-ATSI OH | AGGREGATE | ATSI | 93353915 | TOLEDOHP | 138 KV | TR2 | LOAD
1070968598 | AMP-ATSI OH | AGGREGATE | ATSI | 98370253 | TRALUM | 138 KV | LDTR | LOAD
1070968598 | AMP-ATSI OH | AGGREGATE | ATSI | 98370259 | TUSC | 138 KV | TR1 | LOAD
1070968598 | AMP-ATSI OH | AGGREGATE | ATSI | 98370257 | TUSC | 138 KV | TR2 | LOAD
1070968598 | AMP-ATSI OH | AGGREGATE | ATSI | 123901013 | UNIV_TOL | 138 KV | TR1 | LOAD
1070968598 | AMP-ATSI OH | AGGREGATE | ATSI | 123901015 | UNIV_TOL | 138 KV | TR2 | LOAD
1070968598 | AMP-ATSI OH | AGGREGATE | ATSI | 98370261 | URBAN | 138 KV | TR2 | LOAD
1070968598 | AMP-ATSI OH | AGGREGATE | ATSI | 32415239 | URBAN | 23 KV | A | LOAD
1070968598 | AMP-ATSI OH | AGGREGATE | ATSI | 98370263 | VALLEYOE | 138 KV | TR1 | LOAD
1070968598 | AMP-ATSI OH | AGGREGATE | ATSI | 98370265 | VALLEYOE | 138 KV | TR2 | LOAD
1070968598 | AMP-ATSI OH | AGGREGATE | ATSI | 98370267 | VALLEYOE | 138 KV | TR3 | LOAD
1070968598 | AMP-ATSI OH | AGGREGATE | ATSI | 98370269 | VALLEYOE | 138 KV | TR4 | LOAD
1070968598 | AMP-ATSI OH | AGGREGATE | ATSI | 98370273 | VISTEON | 138 KV | TR2 | LOAD
1070968598 | AMP-ATSI OH | AGGREGATE | ATSI | 98370275 | VISTEON | 138 KV | TR3 | LOAD
1070968598 | AMP-ATSI OH | AGGREGATE | ATSI | 93353917 | VULCAN | 138 KV | TR8 | LOAD
1070968598 | AMP-ATSI OH | AGGREGATE | ATSI | 98370277 | WAKRON | 138 KV | TR3 | LOAD
1070968598 | AMP-ATSI OH | AGGREGATE | ATSI | 98370279 | WAKRON | 138 KV | TR4 | LOAD
1070968598 | AMP-ATSI OH | AGGREGATE | ATSI | 98370281 | WAKRON | 138 KV | TR5 | LOAD
1070968598 | AMP-ATSI OH | AGGREGATE | ATSI | 32415255 | WAKRON | 69 KV | B | LOAD
1070968598 | AMP-ATSI OH | AGGREGATE | ATSI | 93353919 | WALGRN | 138 KV | TR1 | LOAD
1070968598 | AMP-ATSI OH | AGGREGATE | ATSI | 93353921 | WALGRN | 138 KV | TR2 | LOAD
1070968598 | AMP-ATSI OH | AGGREGATE | ATSI | 98370283 | WASHINTN | 138 KV | TR3 | LOAD
1070968598 | AMP-ATSI OH | AGGREGATE | ATSI | 93353923 | WAUSEON | 138 KV | TR1 | LOAD
1070968598 | AMP-ATSI OH | AGGREGATE | ATSI | 93353927 | WAUSEON | 138 KV | TR3 | LOAD
1070968598 | AMP-ATSI OH | AGGREGATE | ATSI | 98370291 | WCIFINIS | 138 KV | TR2 | LOAD
1070968598 | AMP-ATSI OH | AGGREGATE | ATSI | 98370287 | WCIHOTST | 138 KV | TR2 | LOAD
1070968598 | AMP-ATSI OH | AGGREGATE | ATSI | 98370285 | WCIHOTST | 138 KV | TR3 | LOAD
1070968598 | AMP-ATSI OH | AGGREGATE | ATSI | 98370289 | WCIHOTST | 138 KV | TR4 | LOAD
1070968598 | AMP-ATSI OH | AGGREGATE | ATSI | 48934109 | WFREMONT | 138 KV | TR3 | LOAD
1070968598 | AMP-ATSI OH | AGGREGATE | ATSI | 32415267 | WFREMONT | 69 KV | B | LOAD
1070968598 | AMP-ATSI OH | AGGREGATE | ATSI | 98370293 | WICKLIFF | 138 KV | TR3 | LOAD
1070968598 | AMP-ATSI OH | AGGREGATE | ATSI | 98370295 | WMEDINA | 138 KV | TR1 | LOAD
1070968598 | AMP-ATSI OH | AGGREGATE | ATSI | 93353929 | WOODVLTE | 138 KV | TR1 | LOAD
1070968598 | AMP-ATSI OH | AGGREGATE | ATSI | 93353931 | WOODVLTE | 138 KV | TR2 | LOAD
1070968598 | AMP-ATSI OH | AGGREGATE | ATSI | 93353933 | WORTHSTL | 138 KV | TR1 | LOAD
1070968598 | AMP-ATSI OH | AGGREGATE | ATSI | 32415277 | WRAVENNA | 23 KV | B | LOAD
1070968598 | AMP-ATSI OH | AGGREGATE | ATSI | 32415275 | WRAVENNA | 69 KV | A | LOAD
1070968599 | AMP-ATSI PA | AGGREGATE | ATSI | 98370031 | BMF | 138 KV | TR1 | LOAD
1070968599 | AMP-ATSI PA | AGGREGATE | ATSI | 98370033 | BMF | 138 KV | TR2 | LOAD
1070968599 | AMP-ATSI PA | AGGREGATE | ATSI | 32414843 | CEDAROE | 69 KV | A | LOAD
1070968599 | AMP-ATSI PA | AGGREGATE | ATSI | 98370083 | DUFERCO | 138 KV | TR1 | LOAD
1070968599 | AMP-ATSI PA | AGGREGATE | ATSI | 98370093 | ELW_IND | 138 KV | TR1 | LOAD
1070968599 | AMP-ATSI PA | AGGREGATE | ATSI | 98370095 | ELW_IND | 138 KV | TR2 | LOAD
1070968599 | AMP-ATSI PA | AGGREGATE | ATSI | 98370097 | EPWORTH | 138 KV | TR1 | LOAD
1070968599 | AMP-ATSI PA | AGGREGATE | ATSI | 98370099 | EPWORTH | 138 KV | TR2 | LOAD
1070968599 | AMP-ATSI PA | AGGREGATE | ATSI | 98370107 | FERNWY | 138 KV | TR1 | LOAD
1070968599 | AMP-ATSI PA | AGGREGATE | ATSI | 98370109 | FERNWY | 138 KV | TR2 | LOAD
1070968599 | AMP-ATSI PA | AGGREGATE | ATSI | 87901527 | MANSFIEL | 345 KV | LDTR1 | LOAD
1070968599 | AMP-ATSI PA | AGGREGATE | ATSI | 1338424115 | MAPLEOE | 69 KV | ZELIENOP | LOAD
1070968599 | AMP-ATSI PA | AGGREGATE | ATSI | 32415121 | MCDOWLOE | 69 KV | A | LOAD
1070968599 | AMP-ATSI PA | AGGREGATE | ATSI | 32415143 | NEWCASOE | 23 KV | B | LOAD
1070968599 | AMP-ATSI PA | AGGREGATE | ATSI | 106856813 | NEWCASOE | 69 KV | TR6 | LOAD
1070968599 | AMP-ATSI PA | AGGREGATE | ATSI | 98370207 | P_EL_UDH | 138 KV | LDST | LOAD
1070968599 | AMP-ATSI PA | AGGREGATE | ATSI | 2156114633 | PPPINE | 69 KV | WARRENDA | LOAD
1070968599 | AMP-ATSI PA | AGGREGATE | ATSI | 98370235 | SENECAOE | 138 KV | TR1 | LOAD
123905781 | AMP-METED | AGGREGATE | METED | 49424 | CLY | 115 KV | LD1 | LOAD
123905781 | AMP-METED | AGGREGATE | METED | 1292902285 | LYONS | 69 KV | BK 1 LD | LOAD
123905781 | AMP-METED | AGGREGATE | METED | 49450 | NEWBERRY | 115 KV | 1 BANK | LOAD
123905781 | AMP-METED | AGGREGATE | METED | 49451 | NEWBERRY | 115 KV | 2 BANK | LOAD
43653269 | AMP-OHIO | AGGREGATE | AEP | 32410901 | CITYJACK | 138 KV | T1 | LOAD
43653269 | AMP-OHIO | AGGREGATE | AEP | 32413161 | CITYSTMA | 138 KV | LOAD | LOAD
43653269 | AMP-OHIO | AGGREGATE | AEP | 32410935 | CODOVER | 138 KV | T1 | LOAD
43653269 | AMP-OHIO | AGGREGATE | AEP | 32411011 | CTYBRYAN | 138 KV | T1 | LOAD
43653269 | AMP-OHIO | AGGREGATE | AEP | 32411373 | GENOA | 138 KV | T1 | LOAD
43653269 | AMP-OHIO | AGGREGATE | AEP | 32411375 | GENOA | 138 KV | T2 | LOAD
43653269 | AMP-OHIO | AGGREGATE | AEP | 32412575 | SHELBYOP | 138 KV | T1 | LOAD
43653269 | AMP-OHIO | AGGREGATE | AEP | 98369915 | SPRNGRD1 | 138 KV | T1 | LOAD
43653269 | AMP-OHIO | AGGREGATE | AEP | 32412793 | SWITZER | 138 KV | T1 | LOAD
43653269 | AMP-OHIO | AGGREGATE | AEP | 32413065 | WMOULTON | 69 KV | LOAD | LOAD
40620465 | AP BATH 1-6 PH | AGGREGATE | DOM | 34887961 | BATHCO | 20 KV | GM1_A | GEN
40620465 | AP BATH 1-6 PH | AGGREGATE | DOM | 34887963 | BATHCO | 20 KV | GM2_A | GEN
40620465 | AP BATH 1-6 PH | AGGREGATE | DOM | 34887965 | BATHCO | 20 KV | GM3_A | GEN
40620465 | AP BATH 1-6 PH | AGGREGATE | DOM | 34887967 | BATHCO | 20 KV | GM4_A | GEN
40620465 | AP BATH 1-6 PH | AGGREGATE | DOM | 34887969 | BATHCO | 20 KV | GM5_A | GEN
40620465 | AP BATH 1-6 PH | AGGREGATE | DOM | 34887971 | BATHCO | 20 KV | GM6_A | GEN
33138781 | AURORA CT 1-4 | AGGREGATE | COMED | 32417775 | 951 AURO | 18 KV | AR-1 | GEN
33138781 | AURORA CT 1-4 | AGGREGATE | COMED | 32417777 | 951 AURO | 18 KV | AR-2 | GEN
33138781 | AURORA CT 1-4 | AGGREGATE | COMED | 32417779 | 951 AURO | 18 KV | AR-3 | GEN
33138781 | AURORA CT 1-4 | AGGREGATE | COMED | 32417781 | 951 AURO | 18 KV | AR-4 | GEN
33092301 | BATAVIA | AGGREGATE | COMED | 32406823 | 111 ELEC | 34.5 KV | L11162 | LOAD
33092301 | BATAVIA | AGGREGATE | COMED | 32406825 | 111 ELEC | 34.5 KV | L11163 | LOAD
33092301 | BATAVIA | AGGREGATE | COMED | 32406829 | 111 ELEC | 34.5 KV | L11167 | LOAD
33092301 | BATAVIA | AGGREGATE | COMED | 32408029 | 56 NO AU | 34.5 KV | L5635 | LOAD
33092301 | BATAVIA | AGGREGATE | COMED | 32408031 | 56 NO AU | 34.5 KV | L5637 | LOAD
41120187 | BATH COUNTY GEN | AGGREGATE | DOM | 34887949 | BATHCO | 20 KV | GM1 | GEN
41120187 | BATH COUNTY GEN | AGGREGATE | DOM | 34887951 | BATHCO | 20 KV | GM2 | GEN
41120187 | BATH COUNTY GEN | AGGREGATE | DOM | 34887953 | BATHCO | 20 KV | GM3 | GEN
41120187 | BATH COUNTY GEN | AGGREGATE | DOM | 34887955 | BATHCO | 20 KV | GM4 | GEN
41120187 | BATH COUNTY GEN | AGGREGATE | DOM | 34887957 | BATHCO | 20 KV | GM5 | GEN
41120187 | BATH COUNTY GEN | AGGREGATE | DOM | 34887959 | BATHCO | 20 KV | GM6 | GEN
292885 | BAYVIEW | AGGREGATE | DPL | 2156114027 | CHERITON | 4 KV | G1 | GEN
292885 | BAYVIEW | AGGREGATE | DPL | 2156113972 | CHERITON | 4 KV | G2 | GEN
292885 | BAYVIEW | AGGREGATE | DPL | 2156113883 | CHERITON | 4 KV | G3 | GEN
292885 | BAYVIEW | AGGREGATE | DPL | 2156114004 | CHERITON | 4 KV | G4 | GEN
292885 | BAYVIEW | AGGREGATE | DPL | 2156113892 | CHERITON | 4 KV | G5 | GEN
292885 | BAYVIEW | AGGREGATE | DPL | 2156113925 | CHERITON | 4 KV | G6 | GEN
107485047 | BEAR GARDEN CC | AGGREGATE | DOM | 93354015 | BEARGRDN | 18 KV | CT1A | GEN
107485047 | BEAR GARDEN CC | AGGREGATE | DOM | 93354017 | BEARGRDN | 18 KV | CT1B | GEN
107485047 | BEAR GARDEN CC | AGGREGATE | DOM | 93354019 | BEARGRDN | 18 KV | ST1C | GEN
11473604 | BERGEN 2CC | AGGREGATE | PSEG | 5021665 | BERGEN | 18 KV | 2001 STM | GEN
11473604 | BERGEN 2CC | AGGREGATE | PSEG | 5021666 | BERGEN | 18 KV | 2101 CT1 | GEN
11473604 | BERGEN 2CC | AGGREGATE | PSEG | 5021667 | BERGEN | 18 KV | 2202 CT2 | GEN
113736 | BERGENCC | AGGREGATE | PSEG | 2156113457 | BERGEN | 13 KV | CC11 | GEN
113736 | BERGENCC | AGGREGATE | PSEG | 2156113488 | BERGEN | 13 KV | CC12 | GEN
113736 | BERGENCC | AGGREGATE | PSEG | 2156113284 | BERGEN | 13 KV | CC13 | GEN
113736 | BERGENCC | AGGREGATE | PSEG | 2156113262 | BERGEN | 13 KV | CC14 | GEN
113736 | BERGENCC | AGGREGATE | PSEG | 50401 | BERGEN | 18 KV | UNIT 1 | GEN
615760 | BERLIN DPL | AGGREGATE | DPL | 49864 | BERLINDP | 69 KV | BERLIN | LOAD
32661127 | BLAKELY BORO | AGGREGATE | PPL | 2156113636 | LACKAWAN | 69 KV | SCRA1_LD | LOAD
35024709 | BLUE RIDGE | AGGREGATE | AEP | 45565841 | CENTRVIL | 69 KV | BEDFORD | LOAD
35024709 | BLUE RIDGE | AGGREGATE | AEP | 48934017 | CITYMART | 34 KV | CTYMARBR | LOAD
35024709 | BLUE RIDGE | AGGREGATE | AEP | 32413135 | CLEVELAV | 69 KV | A | LOAD
35024709 | BLUE RIDGE | AGGREGATE | AEP | 32413137 | ELECTRD | 69 KV | A | LOAD
35024709 | BLUE RIDGE | AGGREGATE | AEP | 45565849 | HANCOCK | 69 KV | SALEM | LOAD
35024709 | BLUE RIDGE | AGGREGATE | AEP | 45565861 | MOSELEY | 13 KV | BEDFORD | LOAD
35024709 | BLUE RIDGE | AGGREGATE | AEP | 45565859 | MOSELEY | 69 KV | BEDFORD | LOAD
35024709 | BLUE RIDGE | AGGREGATE | AEP | 1123171334 | RICHLAND | 69 KV | LOAD | LOAD
33138777 | BRAIDWOOD 1-2 | AGGREGATE | COMED | 32417599 | 20 BRAID | 24 KV | BR-1 | GEN
33138777 | BRAIDWOOD 1-2 | AGGREGATE | COMED | 32417601 | 20 BRAID | 24 KV | BR-2 | GEN
51205 | BRANDONSH | AGGREGATE | BGE | 50659 | BRANDONS | 24 KV | GEN 01 | GEN
38918573 | BRUNOT ISLAND 4 CC | AGGREGATE | DUQ | 38367987 | BRUNOTIS | 13 KV | CT2A | GEN
38918573 | BRUNOT ISLAND 4 CC | AGGREGATE | DUQ | 38367985 | BRUNOTIS | 13 KV | CT2B | GEN
38918573 | BRUNOT ISLAND 4 CC | AGGREGATE | DUQ | 38367989 | BRUNOTIS | 13 KV | UNIT3 | GEN
38918573 | BRUNOT ISLAND 4 CC | AGGREGATE | DUQ | 38367991 | BRUNOTIS | 13 KV | UNIT4 | GEN
51206 | BRUNSWICK | AGGREGATE | PSEG | 41935337 | BRUNSWIC | 26 KV | 26KV-A | LOAD
1341412743 | BRUNSWICK CC | AGGREGATE | DOM | 1218915049 | BRUNSCOL | 21 KV | BRUNSCT1 | GEN
1341412743 | BRUNSWICK CC | AGGREGATE | DOM | 1218915051 | BRUNSCOL | 21 KV | BRUNSCT2 | GEN
1341412743 | BRUNSWICK CC | AGGREGATE | DOM | 1218915048 | BRUNSCOL | 21 KV | BRUNSCT3 | GEN
1341412743 | BRUNSWICK CC | AGGREGATE | DOM | 1218915050 | BRUNSCOL | 21 KV | BRUNSST | GEN
35079889 | BUCK-CIN | AGGREGATE | DEOK | 123901197 | BU_COLRN | 69 KV | LD1 | LOAD
35079889 | BUCK-CIN | AGGREGATE | DEOK | 123901199 | BU_JACKB | 69 KV | LD1 | LOAD
35079889 | BUCK-CIN | AGGREGATE | DEOK | 123901201 | BU_LAYHG | 69 KV | LD1 | LOAD
35079889 | BUCK-CIN | AGGREGATE | DEOK | 123901203 | BU_MILFD | 69 KV | LD1 | LOAD
35079889 | BUCK-CIN | AGGREGATE | DEOK | 123901205 | BU_MILL | 69 KV | LD1 | LOAD
35079889 | BUCK-CIN | AGGREGATE | DEOK | 123901207 | BU_OXFRD | 69 KV | LD1 | LOAD
35079889 | BUCK-CIN | AGGREGATE | DEOK | 123901209 | BU_ROSS | 69 KV | LD1 | LOAD
35079889 | BUCK-CIN | AGGREGATE | DEOK | 123901211 | BU_STILL | 69 KV | LD1 | LOAD
35079889 | BUCK-CIN | AGGREGATE | DEOK | 123901213 | BU_TODD | 69 KV | LD1 | LOAD
35079889 | BUCK-CIN | AGGREGATE | DEOK | 123901215 | BU_TOLBT | 69 KV | LD1 | LOAD
35079889 | BUCK-CIN | AGGREGATE | DEOK | 123901217 | BU_WALEX | 69 KV | LD1 | LOAD
35079889 | BUCK-CIN | AGGREGATE | DEOK | 119117891 | HUSTON | 138 KV | BK1 | LOAD
35079889 | BUCK-CIN | AGGREGATE | DEOK | 123901285 | LOCUST | 69 KV | LD3 | LOAD
35079889 | BUCK-CIN | AGGREGATE | DEOK | 119118019 | SCP_EAST | 138 KV | BK1 | LOAD
35079889 | BUCK-CIN | AGGREGATE | DEOK | 119118059 | WILLEY | 138 KV | BK1 | LOAD
34497179 | BUCKEYE - AEP | AGGREGATE | AEP | 1356152836 | ACADEMIA | 69 KV | GAMBIER | LOAD
34497179 | BUCKEYE - AEP | AGGREGATE | AEP | 1165470562 | ADAMSAEP | 69 KV | T2 | LOAD
34497179 | BUCKEYE - AEP | AGGREGATE | AEP | 32410539 | APPLEVAL | 138 KV | T6 | LOAD
34497179 | BUCKEYE - AEP | AGGREGATE | AEP | 32410573 | BCADDISN | 138 KV | T1 | LOAD
34497179 | BUCKEYE - AEP | AGGREGATE | AEP | 32410581 | BEATTY | 138 KV | T6 | LOAD
34497179 | BUCKEYE - AEP | AGGREGATE | AEP | 32410627 | BENTONVI | 69 KV | T1 | LOAD
34497179 | BUCKEYE - AEP | AGGREGATE | AEP | 1218904493 | BUCYRUSC | 69 KV | T2 | LOAD
34497179 | BUCKEYE - AEP | AGGREGATE | AEP | 32410787 | CALDWELL | 138 KV | T2 | LOAD
34497179 | BUCKEYE - AEP | AGGREGATE | AEP | 32410803 | CANNELVI | 138 KV | T1 | LOAD
34497179 | BUCKEYE - AEP | AGGREGATE | AEP | 32410827 | CARROLGR | 69 KV | T1 | LOAD
34497179 | BUCKEYE - AEP | AGGREGATE | AEP | 32410829 | CARROLLT | 138 KV | T1 | LOAD
34497179 | BUCKEYE - AEP | AGGREGATE | AEP | 32410891 | CIRCLEGR | 69 KV | CSPRINGF | LOAD
34497179 | BUCKEYE - AEP | AGGREGATE | AEP | 1348254510 | CIRCLEVI | 69 KV | KINDERHK | LOAD
34497179 | BUCKEYE - AEP | AGGREGATE | AEP | 32411003 | CROOKSVI | 138 KV | T1 | LOAD
34497179 | BUCKEYE - AEP | AGGREGATE | AEP | 32411075 | DELANO | 138 KV | T1 | LOAD
34497179 | BUCKEYE - AEP | AGGREGATE | AEP | 32411095 | DELAWARE | 138 KV | T3 | LOAD
34497179 | BUCKEYE - AEP | AGGREGATE | AEP | 32411155 | EBEAVER | 138 KV | T1 | LOAD
34497179 | BUCKEYE - AEP | AGGREGATE | AEP | 32411169 | EHUNTING | 138 KV | T1 | LOAD
34497179 | BUCKEYE - AEP | AGGREGATE | AEP | 1666103773 | ELEIPSIC | 69 KV | T4 | LOAD
34497179 | BUCKEYE - AEP | AGGREGATE | AEP | 32411215 | EPOINT | 138 KV | T1 | LOAD
34497179 | BUCKEYE - AEP | AGGREGATE | AEP | 1207064932 | EWOOSTER | 69 KV | LOAD1 | LOAD
34497179 | BUCKEYE - AEP | AGGREGATE | AEP | 32411247 | FAYETTE | 138 KV | T1 | LOAD
34497179 | BUCKEYE - AEP | AGGREGATE | AEP | 32411267 | FINDLAYC | 138 KV | T1 | LOAD
34497179 | BUCKEYE - AEP | AGGREGATE | AEP | 32411317 | FRAZEYB | 138 KV | T1 | LOAD
34497179 | BUCKEYE - AEP | AGGREGATE | AEP | 32411339 | GAHANNA | 138 KV | T3 | LOAD
34497179 | BUCKEYE - AEP | AGGREGATE | AEP | 32411395 | GMBETHEL | 138 KV | T1 | LOAD
34497179 | BUCKEYE - AEP | AGGREGATE | AEP | 32411397 | GMCHANDL | 138 KV | T1 | LOAD
34497179 | BUCKEYE - AEP | AGGREGATE | AEP | 32411493 | HARRISCS | 69 KV | PICWAY | LOAD
34497179 | BUCKEYE - AEP | AGGREGATE | AEP | 1338421817 | HIGHLND2 | 69 KV | T2 | LOAD
34497179 | BUCKEYE - AEP | AGGREGATE | AEP | 41935423 | HOCKING | 138 KV | T1 | LOAD
34497179 | BUCKEYE - AEP | AGGREGATE | AEP | 32411585 | HOLTSW | 69 KV | CARROLCO | LOAD
34497179 | BUCKEYE - AEP | AGGREGATE | AEP | 1218904970 | HOWARD2 | 69 KV | T3 | LOAD
34497179 | BUCKEYE - AEP | AGGREGATE | AEP | 32411631 | HWBUCKHO | 138 KV | T1 | LOAD
34497179 | BUCKEYE - AEP | AGGREGATE | AEP | 32411759 | KIRK | 138 KV | T1 | LOAD
34497179 | BUCKEYE - AEP | AGGREGATE | AEP | 32411797 | LATTAVIL | 69 KV | T1 | LOAD
34497179 | BUCKEYE - AEP | AGGREGATE | AEP | 32411865 | LYNNST | 138 KV | T1 | LOAD
34497179 | BUCKEYE - AEP | AGGREGATE | AEP | 32411887 | MARION2 | 138 KV | T6 | LOAD
34497179 | BUCKEYE - AEP | AGGREGATE | AEP | 2156109911 | MEIGS | 138 KV | T1 | LOAD
34497179 | BUCKEYE - AEP | AGGREGATE | AEP | 32411955 | MERCERBU | 138 KV | T1 | LOAD
34497179 | BUCKEYE - AEP | AGGREGATE | AEP | 32412063 | MWBLOOMF | 138 KV | T1 | LOAD
34497179 | BUCKEYE - AEP | AGGREGATE | AEP | 32412065 | MWROCKPO | 138 KV | T1 | LOAD
34497179 | BUCKEYE - AEP | AGGREGATE | AEP | 1207065429 | NEWCOMER | 69 KV | LOAD1 | LOAD
34497179 | BUCKEYE - AEP | AGGREGATE | AEP | 32412115 | NEWLIBER | 138 KV | T3 | LOAD
34497179 | BUCKEYE - AEP | AGGREGATE | AEP | 1348254763 | NEWMARK2 | 138 KV | NEWMARK | LOAD
34497179 | BUCKEYE - AEP | AGGREGATE | AEP | 32412121 | NFAIRFIE | 138 KV | T1T2 | LOAD
34497179 | BUCKEYE - AEP | AGGREGATE | AEP | 32412123 | NFINDLAY | 138 KV | T1 | LOAD
34497179 | BUCKEYE - AEP | AGGREGATE | AEP | 1305121728 | NWALDO | 69 KV | T2 | LOAD
34497179 | BUCKEYE - AEP | AGGREGATE | AEP | 1666104012 | NWOODCOC | 34 KV | MORRICAL | LOAD
34497179 | BUCKEYE - AEP | AGGREGATE | AEP | 1132285189 | OHIOCENT | 69 KV | LOAD | LOAD
34497179 | BUCKEYE - AEP | AGGREGATE | AEP | 32412229 | PATRIOT | 138 KV | T1 | LOAD
34497179 | BUCKEYE - AEP | AGGREGATE | AEP | 32412243 | PETERSCS | 69 KV | T1 | LOAD
34497179 | BUCKEYE - AEP | AGGREGATE | AEP | 32412247 | PICKERI2 | 138 KV | T1 | LOAD
34497179 | BUCKEYE - AEP | AGGREGATE | AEP | 32412291 | PPBASELN | 138 KV | T1 | LOAD
34497179 | BUCKEYE - AEP | AGGREGATE | AEP | 32412317 | RAVEN | 69 KV | T1 | LOAD
34497179 | BUCKEYE - AEP | AGGREGATE | AEP | 1348254841 | ROSS | 138 KV | TR1 | LOAD
34497179 | BUCKEYE - AEP | AGGREGATE | AEP | 32412463 | RUTLAND | 138 KV | T1 | LOAD
34497179 | BUCKEYE - AEP | AGGREGATE | AEP | 32412487 | SBLOOMIN | 138 KV | T1 | LOAD
34497179 | BUCKEYE - AEP | AGGREGATE | AEP | 1207065657 | SCADIZ | 69 KV | LOAD1 | LOAD
34497179 | BUCKEYE - AEP | AGGREGATE | AEP | 32412509 | SCENTRAL | 138 KV | T1 | LOAD
34497179 | BUCKEYE - AEP | AGGREGATE | AEP | 32412527 | SCOSHOCT | 138 KV | T1 | LOAD
34497179 | BUCKEYE - AEP | AGGREGATE | AEP | 1348254870 | SCUMBERL | 34 KV | CALDWELL | LOAD
34497179 | BUCKEYE - AEP | AGGREGATE | AEP | 32412545 | SEAMAN | 69 KV | T1 | LOAD
34497179 | BUCKEYE - AEP | AGGREGATE | AEP | 32412561 | SHANNON | 138 KV | T1 | LOAD
34497179 | BUCKEYE - AEP | AGGREGATE | AEP | 32412567 | SHAWNEER | 138 KV | T1 | LOAD
34497179 | BUCKEYE - AEP | AGGREGATE | AEP | 32412587 | SINKINGS | 138 KV | T1 | LOAD
34497179 | BUCKEYE - AEP | AGGREGATE | AEP | 32412621 | SMILLERS | 138 KV | T1 | LOAD
34497179 | BUCKEYE - AEP | AGGREGATE | AEP | 32412777 | SUNBURY2 | 138 KV | T1 | LOAD
34497179 | BUCKEYE - AEP | AGGREGATE | AEP | 32412793 | SWITZER | 138 KV | T1 | LOAD
34497179 | BUCKEYE - AEP | AGGREGATE | AEP | 32412871 | TRENT | 138 KV | T1 | LOAD
34497179 | BUCKEYE - AEP | AGGREGATE | AEP | 32412901 | URWNEWTN | 138 KV | T1 | LOAD
34497179 | BUCKEYE - AEP | AGGREGATE | AEP | 32412965 | WAVERLY2 | 138 KV | T1 | LOAD
34497179 | BUCKEYE - AEP | AGGREGATE | AEP | 1132285656 | WCOSHOCT | 69 KV | COSH | LOAD
34497179 | BUCKEYE - AEP | AGGREGATE | AEP | 1218905831 | WEFOSTOR | 69 KV | LUNGLEY | LOAD
34497179 | BUCKEYE - AEP | AGGREGATE | AEP | 32413013 | WHEBRON | 138 KV | T1 | LOAD
34497179 | BUCKEYE - AEP | AGGREGATE | AEP | 32413033 | WILDCREE | 138 KV | T1 | LOAD
34497179 | BUCKEYE - AEP | AGGREGATE | AEP | 32413047 | WINDSOOP | 138 KV | T1 | LOAD
34497179 | BUCKEYE - AEP | AGGREGATE | AEP | 32413053 | WLANCAST | 138 KV | T1 | LOAD
34497179 | BUCKEYE - AEP | AGGREGATE | AEP | 32413063 | WMILBURG | 138 KV | T1 | LOAD
34497179 | BUCKEYE - AEP | AGGREGATE | AEP | 1305121972 | WMOULTON | 69 KV | T3 | LOAD
34497179 | BUCKEYE - AEP | AGGREGATE | AEP | 1207066067 | WOOSTER | 69 KV | LOAD1 | LOAD
1379659500 | BUCKEYE - AEPIM | AGGREGATE | AEP | 135388707 | DAWKINS | 138 KV | LOAD | LOAD
1379659500 | BUCKEYE - AEPIM | AGGREGATE | AEP | 32412843 | TILLMAN | 138 KV | T1 | LOAD
1379659500 | BUCKEYE - AEPIM | AGGREGATE | AEP | 1067161826 | WESLEY | 138 KV | WESLEYLD | LOAD
1379659480 | BUCKEYE - AEPOH | AGGREGATE | AEP | 32410539 | APPLEVAL | 138 KV | T6 | LOAD
1379659480 | BUCKEYE - AEPOH | AGGREGATE | AEP | 40243259 | BALLHOLL | 138 KV | T1 LOAD | LOAD
1379659480 | BUCKEYE - AEPOH | AGGREGATE | AEP | 32410573 | BCADDISN | 138 KV | T1 | LOAD
1379659480 | BUCKEYE - AEPOH | AGGREGATE | AEP | 1248984092 | BLUERACE | 138 KV | SCENTRAL | LOAD
1379659480 | BUCKEYE - AEPOH | AGGREGATE | AEP | 32410803 | CANNELVI | 138 KV | T1 | LOAD
1379659480 | BUCKEYE - AEPOH | AGGREGATE | AEP | 1348254510 | CIRCLEVI | 69 KV | KINDERHK | LOAD
1379659480 | BUCKEYE - AEPOH | AGGREGATE | AEP | 32411003 | CROOKSVI | 138 KV | T1 | LOAD
1379659480 | BUCKEYE - AEPOH | AGGREGATE | AEP | 40243247 | CURVERD | 138 KV | T1 LOAD | LOAD
1379659480 | BUCKEYE - AEPOH | AGGREGATE | AEP | 32411075 | DELANO | 138 KV | T1 | LOAD
1379659480 | BUCKEYE - AEPOH | AGGREGATE | AEP | 32411155 | EBEAVER | 138 KV | T1 | LOAD
1379659480 | BUCKEYE - AEPOH | AGGREGATE | AEP | 1268563031 | EBERSOLE | 138 KV | XF1 | LOAD
1379659480 | BUCKEYE - AEPOH | AGGREGATE | AEP | 1207066055 | ECAMBRID | 69 KV | LOAD1 | LOAD
1379659480 | BUCKEYE - AEPOH | AGGREGATE | AEP | 1218905955 | EEFOSTOR | 69 KV | LOAD1 | LOAD
1379659480 | BUCKEYE - AEPOH | AGGREGATE | AEP | 1666103773 | ELEIPSIC | 69 KV | T4 | LOAD
1379659480 | BUCKEYE - AEPOH | AGGREGATE | AEP | 1248984094 | ELK | 138 KV | T1 | LOAD
1379659480 | BUCKEYE - AEPOH | AGGREGATE | AEP | 32411215 | EPOINT | 138 KV | T1 | LOAD
1379659480 | BUCKEYE - AEPOH | AGGREGATE | AEP | 32411247 | FAYETTE | 138 KV | T1 | LOAD
1379659480 | BUCKEYE - AEPOH | AGGREGATE | AEP | 32411267 | FINDLAYC | 138 KV | T1 | LOAD
1379659480 | BUCKEYE - AEPOH | AGGREGATE | AEP | 32411397 | GMCHANDL | 138 KV | T1 | LOAD
1379659480 | BUCKEYE - AEPOH | AGGREGATE | AEP | 1084382956 | GOODHOPE | 138 KV | T1 | LOAD
1379659480 | BUCKEYE - AEPOH | AGGREGATE | AEP | 5021265 | HARMARHI | 138 KV | T1 | LOAD
1379659480 | BUCKEYE - AEPOH | AGGREGATE | AEP | 1388603657 | HARPSTER | 69 KV | T1 | LOAD
1379659480 | BUCKEYE - AEPOH | AGGREGATE | AEP | 32411493 | HARRISCS | 69 KV | PICWAY | LOAD
1379659480 | BUCKEYE - AEPOH | AGGREGATE | AEP | 1305122035 | HAZLTNAP | 138 KV | BEECHWD | LOAD
1379659480 | BUCKEYE - AEPOH | AGGREGATE | AEP | 1338421817 | HIGHLND2 | 69 KV | T2 | LOAD
1379659480 | BUCKEYE - AEPOH | AGGREGATE | AEP | 1218904970 | HOWARD2 | 69 KV | T3 | LOAD
1379659480 | BUCKEYE - AEPOH | AGGREGATE | AEP | 32411631 | HWBUCKHO | 138 KV | T1 | LOAD
1379659480 | BUCKEYE - AEPOH | AGGREGATE | AEP | 1305121627 | JUGSTRET | 138 KV | SMITHMIL | LOAD
1379659480 | BUCKEYE - AEPOH | AGGREGATE | AEP | 32411759 | KIRK | 138 KV | T1 | LOAD
1379659480 | BUCKEYE - AEPOH | AGGREGATE | AEP | 32411865 | LYNNST | 138 KV | T1 | LOAD
1379659480 | BUCKEYE - AEPOH | AGGREGATE | AEP | 2156109911 | MEIGS | 138 KV | T1 | LOAD
1379659480 | BUCKEYE - AEPOH | AGGREGATE | AEP | 32411955 | MERCERBU | 138 KV | T1 | LOAD
1379659480 | BUCKEYE - AEPOH | AGGREGATE | AEP | 47012207 | MILL AEP | 138 KV | T1 | LOAD
1379659480 | BUCKEYE - AEPOH | AGGREGATE | AEP | 40243245 | MILTONSW | 138 KV | T1 LOAD | LOAD
1379659480 | BUCKEYE - AEPOH | AGGREGATE | AEP | 123900941 | MUSKING2 | 138 KV | SROKEBY | LOAD
1379659480 | BUCKEYE - AEPOH | AGGREGATE | AEP | 32412063 | MWBLOOMF | 138 KV | T1 | LOAD
1379659480 | BUCKEYE - AEPOH | AGGREGATE | AEP | 1207065429 | NEWCOMER | 69 KV | LOAD1 | LOAD
1379659480 | BUCKEYE - AEPOH | AGGREGATE | AEP | 32412111 | NEWLIBER | 138 KV | T1 | LOAD
1379659480 | BUCKEYE - AEPOH | AGGREGATE | AEP | 48934007 | NEWLIBER | 138 KV | T4 | LOAD
1379659480 | BUCKEYE - AEPOH | AGGREGATE | AEP | 1348254763 | NEWMARK2 | 138 KV | NEWMARK | LOAD
1379659480 | BUCKEYE - AEPOH | AGGREGATE | AEP | 32412121 | NFAIRFIE | 138 KV | T1T2 | LOAD
1379659480 | BUCKEYE - AEPOH | AGGREGATE | AEP | 32412123 | NFINDLAY | 138 KV | T1 | LOAD
1379659480 | BUCKEYE - AEPOH | AGGREGATE | AEP | 32412167 | NWLIMA | 138 KV | T1 | LOAD
1379659480 | BUCKEYE - AEPOH | AGGREGATE | AEP | 1666104012 | NWOODCOC | 34 KV | MORRICAL | LOAD
1379659480 | BUCKEYE - AEPOH | AGGREGATE | AEP | 38367849 | OBETZ | 138 KV | XT1 | LOAD
1379659480 | BUCKEYE - AEPOH | AGGREGATE | AEP | 1132285189 | OHIOCENT | 69 KV | LOAD | LOAD
1379659480 | BUCKEYE - AEPOH | AGGREGATE | AEP | 32412229 | PATRIOT | 138 KV | T1 | LOAD
1379659480 | BUCKEYE - AEPOH | AGGREGATE | AEP | 32412247 | PICKERI2 | 138 KV | T1 | LOAD
1379659480 | BUCKEYE - AEPOH | AGGREGATE | AEP | 32412291 | PPBASELN | 138 KV | T1 | LOAD
1379659480 | BUCKEYE - AEPOH | AGGREGATE | AEP | 32412317 | RAVEN | 69 KV | T1 | LOAD
1379659480 | BUCKEYE - AEPOH | AGGREGATE | AEP | 106856775 | REFORM | 138 KV | REFORM1 | LOAD
1379659480 | BUCKEYE - AEPOH | AGGREGATE | AEP | 32412413 | ROCKHILL | 34 KV | BLUELICK | LOAD
1379659480 | BUCKEYE - AEPOH | AGGREGATE | AEP | 1123171378 | RODNEY | 138 KV | BUCKEYE | LOAD
1379659480 | BUCKEYE - AEPOH | AGGREGATE | AEP | 32412463 | RUTLAND | 138 KV | T1 | LOAD
1379659480 | BUCKEYE - AEPOH | AGGREGATE | AEP | 32412487 | SBLOOMIN | 138 KV | T1 | LOAD
1379659480 | BUCKEYE - AEPOH | AGGREGATE | AEP | 32412527 | SCOSHOCT | 138 KV | T1 | LOAD
1379659480 | BUCKEYE - AEPOH | AGGREGATE | AEP | 47012221 | SCOTTOWN | 138 KV | T-1 | LOAD
1379659480 | BUCKEYE - AEPOH | AGGREGATE | AEP | 1348254870 | SCUMBERL | 34 KV | CALDWELL | LOAD
1379659480 | BUCKEYE - AEPOH | AGGREGATE | AEP | 32412545 | SEAMAN | 69 KV | T1 | LOAD
1379659480 | BUCKEYE - AEPOH | AGGREGATE | AEP | 32412561 | SHANNON | 138 KV | T1 | LOAD
1379659480 | BUCKEYE - AEPOH | AGGREGATE | AEP | 1218905937 | SHANNON2 | 138 KV | SC_COOP | LOAD
1379659480 | BUCKEYE - AEPOH | AGGREGATE | AEP | 32412567 | SHAWNEER | 138 KV | T1 | LOAD
1379659480 | BUCKEYE - AEPOH | AGGREGATE | AEP | 1666104126 | SHAWNEER | 34 KV | XF2 | LOAD
1379659480 | BUCKEYE - AEPOH | AGGREGATE | AEP | 32412587 | SINKINGS | 138 KV | T1 | LOAD
1379659480 | BUCKEYE - AEPOH | AGGREGATE | AEP | 32412601 | SLANCAST | 138 KV | T1 | LOAD
1379659480 | BUCKEYE - AEPOH | AGGREGATE | AEP | 32412603 | SLANCAST | 138 KV | T2 | LOAD
1379659480 | BUCKEYE - AEPOH | AGGREGATE | AEP | 32412621 | SMILLERS | 138 KV | T1 | LOAD
1379659480 | BUCKEYE - AEPOH | AGGREGATE | AEP | 32412777 | SUNBURY2 | 138 KV | T1 | LOAD
1379659480 | BUCKEYE - AEPOH | AGGREGATE | AEP | 32412793 | SWITZER | 138 KV | T1 | LOAD
1379659480 | BUCKEYE - AEPOH | AGGREGATE | AEP | 32412871 | TRENT | 138 KV | T1 | LOAD
1379659480 | BUCKEYE - AEPOH | AGGREGATE | AEP | 32412901 | URWNEWTN | 138 KV | T1 | LOAD
1379659480 | BUCKEYE - AEPOH | AGGREGATE | AEP | 1084383841 | WAREROAD | 138 KV | LOADT1 | LOAD
1379659480 | BUCKEYE - AEPOH | AGGREGATE | AEP | 1132285656 | WCOSHOCT | 69 KV | COSH | LOAD
1379659480 | BUCKEYE - AEPOH | AGGREGATE | AEP | 1218905831 | WEFOSTOR | 69 KV | LUNGLEY | LOAD
1379659480 | BUCKEYE - AEPOH | AGGREGATE | AEP | 32413013 | WHEBRON | 138 KV | T1 | LOAD
1379659480 | BUCKEYE - AEPOH | AGGREGATE | AEP | 1084383896 | WILDCAT | 138 KV | LOAD | LOAD
1379659480 | BUCKEYE - AEPOH | AGGREGATE | AEP | 32413033 | WILDCREE | 138 KV | T1 | LOAD
1379659480 | BUCKEYE - AEPOH | AGGREGATE | AEP | 98369945 | WINDFALL | 138 KV | T-1 | LOAD
1379659480 | BUCKEYE - AEPOH | AGGREGATE | AEP | 32413047 | WINDSOOP | 138 KV | T1 | LOAD
1379659480 | BUCKEYE - AEPOH | AGGREGATE | AEP | 32413053 | WLANCAST | 138 KV | T1 | LOAD
1379659480 | BUCKEYE - AEPOH | AGGREGATE | AEP | 32413055 | WLANCAST | 138 KV | T2 | LOAD
1379659480 | BUCKEYE - AEPOH | AGGREGATE | AEP | 1207066026 | WMILBURG | 69 KV | LOAD1 | LOAD
1379659480 | BUCKEYE - AEPOH | AGGREGATE | AEP | 32413065 | WMOULTON | 69 KV | LOAD | LOAD
1379659480 | BUCKEYE - AEPOH | AGGREGATE | AEP | 1305121972 | WMOULTON | 69 KV | T3 | LOAD
1379659480 | BUCKEYE - AEPOH | AGGREGATE | AEP | 5021611 | WOLFCREE | 138 KV | T1 | LOAD
1379659480 | BUCKEYE - AEPOH | AGGREGATE | AEP | 98369947 | ZANESVIL | 138 KV | T2 | LOAD
1379659480 | BUCKEYE - AEPOH | AGGREGATE | AEP | 32413125 | ZUBER | 138 KV | T1 | LOAD
34497181 | BUCKEYE - DPL | AGGREGATE | DAY | 40243277 | 09CLDWTR | 69 KV | BK-1 | LOAD
34497181 | BUCKEYE - DPL | AGGREGATE | DAY | 48934031 | 09ESIDNY | 138 KV | BK-1 | LOAD
34497181 | BUCKEYE - DPL | AGGREGATE | DAY | 48934033 | 09GIVENS | 138 KV | BK-1 | LOAD
34497181 | BUCKEYE - DPL | AGGREGATE | DAY | 40243293 | 09GRNVIL | 69 KV | BK-1 | LOAD
34497181 | BUCKEYE - DPL | AGGREGATE | DAY | 40243311 | 09KINGSC | 69 KV | BK-1 | LOAD
34497181 | BUCKEYE - DPL | AGGREGATE | DAY | 40243315 | 09LOGAN | 69 KV | BK-1 | LOAD
34497181 | BUCKEYE - DPL | AGGREGATE | DAY | 38367861 | 09NCARLI | 138 KV | BK-2 | LOAD
34497181 | BUCKEYE - DPL | AGGREGATE | DAY | 2156110487 | 09SPRING | 138 KV | HALTERMN | LOAD
34497181 | BUCKEYE - DPL | AGGREGATE | DAY | 40243371 | 09VANDAL | 69 KV | BK-1 | LOAD
34497181 | BUCKEYE - DPL | AGGREGATE | DAY | 40243389 | 09WMANCH | 69 KV | BK-3 | LOAD
34497181 | BUCKEYE - DPL | AGGREGATE | DAY | 40243391 | 13829REA | 138 KV | ELOGAN | LOAD
34497181 | BUCKEYE - DPL | AGGREGATE | DAY | 40243395 | 6619REA | 69 KV | ELIB1 | LOAD
34497181 | BUCKEYE - DPL | AGGREGATE | DAY | 40243397 | 6619REA | 69 KV | ELIB2 | LOAD
34497181 | BUCKEYE - DPL | AGGREGATE | DAY | 40243425 | BOTKINS | 69 KV | BK-1 | LOAD
34497181 | BUCKEYE - DPL | AGGREGATE | DAY | 123900951 | CAMBLHIL | 69 KV | LOAD | LOAD
34497181 | BUCKEYE - DPL | AGGREGATE | DAY | 40243449 | CHICKASA | 69 KV | BK-2 | LOAD
34497181 | BUCKEYE - DPL | AGGREGATE | DAY | 40243453 | COOPREA | 69 KV | LOAD | LOAD
34497181 | BUCKEYE - DPL | AGGREGATE | DAY | 38367871 | EAGLEREA | 138 KV | EAGLEREA | LOAD
34497181 | BUCKEYE - DPL | AGGREGATE | DAY | 38367873 | ELDEAN1 | 138 KV | BK-3 | LOAD
34497181 | BUCKEYE - DPL | AGGREGATE | DAY | 40243491 | GARAGERD | 69 KV | BK-1 | LOAD
34497181 | BUCKEYE - DPL | AGGREGATE | DAY | 48934069 | H ANNA I | 69 KV | ANNA P10 | LOAD
34497181 | BUCKEYE - DPL | AGGREGATE | DAY | 48934071 | H ANNA I | 69 KV | H ANNA I | LOAD
34497181 | BUCKEYE - DPL | AGGREGATE | DAY | 48934057 | HANNA II | 138 KV | HANNA II | LOAD
34497181 | BUCKEYE - DPL | AGGREGATE | DAY | 48934059 | HANNA II | 138 KV | HONDA | LOAD
34497181 | BUCKEYE - DPL | AGGREGATE | DAY | 40243517 | HARRISON | 69 KV | HARRISON | LOAD
34497181 | BUCKEYE - DPL | AGGREGATE | DAY | 1338422165 | HOLLINGR | 69 KV | T1 | LOAD
34497181 | BUCKEYE - DPL | AGGREGATE | DAY | 40243523 | HONDAMAR | 69 KV | LOAD1 | LOAD
34497181 | BUCKEYE - DPL | AGGREGATE | DAY | 40243525 | HONDAMAR | 69 KV | LOAD2 | LOAD
34497181 | BUCKEYE - DPL | AGGREGATE | DAY | 40243527 | HONDAMAR | 69 KV | LOAD3 | LOAD
34497181 | BUCKEYE - DPL | AGGREGATE | DAY | 1107282523 | INDIANLA | 69 KV | 90601-1 | LOAD
34497181 | BUCKEYE - DPL | AGGREGATE | DAY | 40243575 | KUTHERRD | 69 KV | BK-1 | LOAD
34497181 | BUCKEYE - DPL | AGGREGATE | DAY | 1305122334 | LAKMDWST | 69 KV | LAKE | LOAD
34497181 | BUCKEYE - DPL | AGGREGATE | DAY | 40243589 | MACEDON | 69 KV | MACEDON | LOAD
34497181 | BUCKEYE - DPL | AGGREGATE | DAY | 40243595 | MARTIDPL | 69 KV | BK-1 | LOAD
34497181 | BUCKEYE - DPL | AGGREGATE | DAY | 40243605 | MARYSVI3 | 69 KV | WESTMARY | LOAD
34497181 | BUCKEYE - DPL | AGGREGATE | DAY | 40243609 | MCCARTYV | 69 KV | BK-2 | LOAD
34497181 | BUCKEYE - DPL | AGGREGATE | DAY | 106856783 | MILCREEK | 138 KV | BK-3 | LOAD
34497181 | BUCKEYE - DPL | AGGREGATE | DAY | 40243625 | NEWPORT2 | 69 KV | LOAD | LOAD
34497181 | BUCKEYE - DPL | AGGREGATE | DAY | 40243627 | NOBLEREA | 69 KV | LOAD | LOAD
34497181 | BUCKEYE - DPL | AGGREGATE | DAY | 40243631 | NWURBANA | 69 KV | LOAD | LOAD
34497181 | BUCKEYE - DPL | AGGREGATE | DAY | 40243655 | ROCKFORD | 69 KV | BK-1 | LOAD
34497181 | BUCKEYE - DPL | AGGREGATE | DAY | 40243659 | ROSEREA | 69 KV | ROSEHILL | LOAD
34497181 | BUCKEYE - DPL | AGGREGATE | DAY | 1305122290 | SHARPREA | 69 KV | BK1 | LOAD
34497181 | BUCKEYE - DPL | AGGREGATE | DAY | 40243689 | TIPPCITY | 69 KV | BK-2 | LOAD
34497181 | BUCKEYE - DPL | AGGREGATE | DAY | 40243721 | WMILTON | 69 KV | BK-1 | LOAD
34497181 | BUCKEYE - DPL | AGGREGATE | DAY | 40243725 | WMINGO | 69 KV | WMINGO | LOAD
34497181 | BUCKEYE - DPL | AGGREGATE | DAY | 48934061 | WSORONA | 69 KV | DARKEREA | LOAD
31065427 | BUCKEYE - WEC | AGGREGATE | AEP | 5021265 | HARMARHI | 138 KV | T1 | LOAD
31065427 | BUCKEYE - WEC | AGGREGATE | AEP | 47012207 | MILL AEP | 138 KV | T1 | LOAD
31065427 | BUCKEYE - WEC | AGGREGATE | AEP | 5021611 | WOLFCREE | 138 KV | T1 | LOAD
35079887 | BUCK-FE | AGGREGATE | ATSI | 98369993 | 02CARDNT | 69 KV | TR1 | LOAD
35079887 | BUCK-FE | AGGREGATE | ATSI | 106856793 | 02FAYET | 138 KV | TR1 | LOAD
35079887 | BUCK-FE | AGGREGATE | ATSI | 93353619 | 02LYONS | 138 KV | TR1 | LOAD
35079887 | BUCK-FE | AGGREGATE | ATSI | 93353639 | 02RDGVL | 138 KV | TR1 | LOAD
35079887 | BUCK-FE | AGGREGATE | ATSI | 93353645 | 02SWANTN | 138 KV | TR1 | LOAD
35079887 | BUCK-FE | AGGREGATE | ATSI | 1348257155 | ABBE | 69 KV | T1 LD | LOAD
35079887 | BUCK-FE | AGGREGATE | ATSI | 93353687 | BELLEVUE | 138 KV | TR1 | LOAD
35079887 | BUCK-FE | AGGREGATE | ATSI | 135388743 | BINGHAM | 69 KV | TR1 | LOAD
35079887 | BUCK-FE | AGGREGATE | ATSI | 98370039 | BRIGTN | 138 KV | LD1 | LOAD
35079887 | BUCK-FE | AGGREGATE | ATSI | 98370055 | CAMDEN2 | 138 KV | LD1 | LOAD
35079887 | BUCK-FE | AGGREGATE | ATSI | 32414869 | CRISS | 34 KV | A | LOAD
35079887 | BUCK-FE | AGGREGATE | ATSI | 135388811 | DEBOLT_M | 69 KV | WDEBT_69 | LOAD
35079887 | BUCK-FE | AGGREGATE | ATSI | 98370077 | DELPARK | 138 KV | TR1 | LOAD
35079887 | BUCK-FE | AGGREGATE | ATSI | 93353717 | DELTA | 138 KV | TR1 | LOAD
35079887 | BUCK-FE | AGGREGATE | ATSI | 119117453 | E_ARCHBD | 69 KV | TR1 | LOAD
35079887 | BUCK-FE | AGGREGATE | ATSI | 135388849 | HARMNY_M | 69 KV | HARMNY69 | LOAD
35079887 | BUCK-FE | AGGREGATE | ATSI | 32415049 | LAKVEW | 34 KV | A | LOAD
35079887 | BUCK-FE | AGGREGATE | ATSI | 135388891 | LONGVIOE | 69 KV | LDBRSIDE | LOAD
35079887 | BUCK-FE | AGGREGATE | ATSI | 1218908236 | NEWSTACY | 138 KV | LOAD | LOAD
35079887 | BUCK-FE | AGGREGATE | ATSI | 1075449219 | OBERLIN | 69 KV | LD1 | LOAD
35079887 | BUCK-FE | AGGREGATE | ATSI | 135388939 | PEMBRVLL | 69 KV | LDWAYNE | LOAD
35079887 | BUCK-FE | AGGREGATE | ATSI | 1067163732 | REA_HANC | 69 KV | HANCK_69 | LOAD
35079887 | BUCK-FE | AGGREGATE | ATSI | 1067163733 | REA_NLBT | 69 KV | REALB_69 | LOAD
35079887 | BUCK-FE | AGGREGATE | ATSI | 98370225 | REEDSBUR | 138 KV | LDRE | LOAD
35079887 | BUCK-FE | AGGREGATE | ATSI | 112586069 | RICHLND | 36 KV | LDHOL | LOAD
35079887 | BUCK-FE | AGGREGATE | ATSI | 32415189 | ROBERTOE | 34 KV | A | LOAD
35079887 | BUCK-FE | AGGREGATE | ATSI | 135388967 | SNYDER_M | 69 KV | SNYDR_69 | LOAD
35079887 | BUCK-FE | AGGREGATE | ATSI | 1084385837 | SSCIOTO | 138 KV | LD1 | LOAD
35079887 | BUCK-FE | AGGREGATE | ATSI | 98370255 | TROY_LM | 138 KV | LD1 | LOAD
35079887 | BUCK-FE | AGGREGATE | ATSI | 135389011 | TROY_M | 69 KV | TROY_69 | LOAD
35079887 | BUCK-FE | AGGREGATE | ATSI | 98370283 | WASHINTN | 138 KV | TR3 | LOAD
35079887 | BUCK-FE | AGGREGATE | ATSI | 1067163853 | WESTON1 | 69 KV | TR_36 | LOAD
35079887 | BUCK-FE | AGGREGATE | ATSI | 135389025 | YANKEE_M | 69 KV | YANKE_69 | LOAD
4665060 | CAMDEN TECH | AGGREGATE | PSEG | 50476 | CAMDENGN | 13 KV | CMDN#1 | GEN
4665060 | CAMDEN TECH | AGGREGATE | PSEG | 50477 | CAMDENGN | 13 KV | CMDN#2 | GEN
206839 | CAMDENGEN | AGGREGATE | PSEG | 50476 | CAMDENGN | 13 KV | CMDN#1 | GEN
206839 | CAMDENGEN | AGGREGATE | PSEG | 50477 | CAMDENGN | 13 KV | CMDN#2 | GEN
1390168400 | CARDINAL 2-3 | AGGREGATE | AEP | 40243873 | TIDD_AEP | 24 KV | CD2 | GEN
1390168400 | CARDINAL 2-3 | AGGREGATE | AEP | 40243869 | TIDD_AEP | 26 KV | CD3 | GEN
1893549569 | CHARLES CITY | AGGREGATE | DOM | 36181313 | PROVFORG | 35 KV | CHARLESC | GEN
3387777 | CITIZENS | AGGREGATE | PPL | 1268558220 | LEWISBRG | 69 KV | LOAD | LOAD
1896850181 | CLIFTY CREEK 1 | AGGREGATE | OVEC | 1552845534 | CLIFTYCR | 15.5 KV | CC1 | GEN
1896850199 | CLIFTY CREEK 2 | AGGREGATE | OVEC | 1552845528 | CLIFTYCR | 15.5 KV | CC2 | GEN
1896850200 | CLIFTY CREEK 3 | AGGREGATE | OVEC | 1552845537 | CLIFTYCR | 15.5 KV | CC3 | GEN
1896850214 | CLIFTY CREEK 4 | AGGREGATE | OVEC | 1552845529 | CLIFTYCR | 15.5 KV | CC4 | GEN
1896850215 | CLIFTY CREEK 5 | AGGREGATE | OVEC | 1552845540 | CLIFTYCR | 15.5 KV | CC5 | GEN
1896850230 | CLIFTY CREEK 6 | AGGREGATE | OVEC | 1552845531 | CLIFTYCR | 15.5 KV | CC6 | GEN
53178721 | CLINCH RIVER 1-3 | AGGREGATE | AEP | 40243785 | CLINCHRI | 15.5 KV | CR1 | GEN
53178721 | CLINCH RIVER 1-3 | AGGREGATE | AEP | 40243787 | CLINCHRI | 15.5 KV | CR2 | GEN
37401237 | CONOWINGO GEN 1-11 | AGGREGATE | PECO | 50504 | CONOWING | 13 KV | G10 | GEN
37401237 | CONOWINGO GEN 1-11 | AGGREGATE | PECO | 50505 | CONOWING | 13 KV | G11 | GEN
37401237 | CONOWINGO GEN 1-11 | AGGREGATE | PECO | 50495 | CONOWING | 13 KV | GEN1 | GEN
37401237 | CONOWINGO GEN 1-11 | AGGREGATE | PECO | 50496 | CONOWING | 13 KV | GEN2 | GEN
37401237 | CONOWINGO GEN 1-11 | AGGREGATE | PECO | 50497 | CONOWING | 13 KV | GEN3 | GEN
37401237 | CONOWINGO GEN 1-11 | AGGREGATE | PECO | 50498 | CONOWING | 13 KV | GEN4 | GEN
37401237 | CONOWINGO GEN 1-11 | AGGREGATE | PECO | 50499 | CONOWING | 13 KV | GEN5 | GEN
37401237 | CONOWINGO GEN 1-11 | AGGREGATE | PECO | 50500 | CONOWING | 13 KV | GEN6 | GEN
37401237 | CONOWINGO GEN 1-11 | AGGREGATE | PECO | 50502 | CONOWING | 13 KV | GEN8 | GEN
37401237 | CONOWINGO GEN 1-11 | AGGREGATE | PECO | 50503 | CONOWING | 13 KV | GEN9 | GEN
37401237 | CONOWINGO GEN 1-11 | AGGREGATE | PECO | 50501 | CONOWING | 13 KV | UNIT07 | GEN
51211 | COOKSTOWN | AGGREGATE | JCPL | 1218901526 | COOKSTOW | 35 KV | MCGUIRES | LOAD
33138775 | CORDOVA | AGGREGATE | COMED | 32417721 | 940 CORD | 18 KV | CD-1 | GEN
33138775 | CORDOVA | AGGREGATE | COMED | 32417723 | 940 CORD | 18 KV | CD-2 | GEN
33138775 | CORDOVA | AGGREGATE | COMED | 32417725 | 940 CORD | 18 KV | CD-3 | GEN
115944313 | CPP | AGGREGATE | ATSI | 1552834069 | 02COLLIN | 138 KV | T2 | LOAD
115944313 | CPP | AGGREGATE | ATSI | 98370383 | 02COLLIN | 138 KV | TR1 | LOAD
115944313 | CPP | AGGREGATE | ATSI | 98370385 | 02CPP_NH | 138 KV | TR1 | LOAD
115944313 | CPP | AGGREGATE | ATSI | 98370387 | 02CPP_NH | 138 KV | TR2 | LOAD
115944313 | CPP | AGGREGATE | ATSI | 98370389 | 02DIVISN | 138 KV | TR1 | LOAD
115944313 | CPP | AGGREGATE | ATSI | 98370391 | 02DIVISN | 138 KV | TR2 | LOAD
115944313 | CPP | AGGREGATE | ATSI | 98370393 | 02DIVISN | 138 KV | TR3 | LOAD
115944313 | CPP | AGGREGATE | ATSI | 98370395 | 02E_IND | 138 KV | TR1 | LOAD
115944313 | CPP | AGGREGATE | ATSI | 98370397 | 02E_IND | 138 KV | TR2 | LOAD
115944313 | CPP | AGGREGATE | ATSI | 98370399 | 02N_EAST | 138 KV | TR1 | LOAD
115944313 | CPP | AGGREGATE | ATSI | 98370401 | 02N_EAST | 138 KV | TR2 | LOAD
115944313 | CPP | AGGREGATE | ATSI | 98370403 | 02S_EAST | 138 KV | TR1 | LOAD
115944313 | CPP | AGGREGATE | ATSI | 98370405 | 02S_EAST | 138 KV | TR2 | LOAD
115944313 | CPP | AGGREGATE | ATSI | 98370407 | CPP_EAST | 138 KV | TR1 | LOAD
115944313 | CPP | AGGREGATE | ATSI | 98370409 | CPP_EAST | 138 KV | TR2 | LOAD
115944313 | CPP | AGGREGATE | ATSI | 98370411 | CPP_MEDC | 138 KV | TRA | LOAD
115944313 | CPP | AGGREGATE | ATSI | 98370413 | CPP_MEDC | 138 KV | TRB | LOAD
115944313 | CPP | AGGREGATE | ATSI | 98370415 | CPP_RIDG | 138 KV | TR1 | LOAD
115944313 | CPP | AGGREGATE | ATSI | 98370417 | CPP_RIDG | 138 KV | TR2 | LOAD
115944313 | CPP | AGGREGATE | ATSI | 1067164094 | NINEMILE | 138 KV | TR1 | LOAD
115944313 | CPP | AGGREGATE | ATSI | 1067164095 | NINEMILE | 138 KV | TR2 | LOAD
33455821 | CRETE 1-4 | AGGREGATE | COMED | 32417743 | 945 CRET | 13.5 KV | CT-1 | GEN
33455821 | CRETE 1-4 | AGGREGATE | COMED | 32417745 | 945 CRET | 13.5 KV | CT-2 | GEN
33455821 | CRETE 1-4 | AGGREGATE | COMED | 32417747 | 945 CRET | 13.5 KV | CT-3 | GEN
33455821 | CRETE 1-4 | AGGREGATE | COMED | 32417749 | 945 CRET | 13.5 KV | CT-4 | GEN
292899 | CRISFIELD | AGGREGATE | DPL | 50881 | CRISFIE | 4 KV | G1 | GEN
292899 | CRISFIELD | AGGREGATE | DPL | 50882 | CRISFIE | 4 KV | G2 | GEN
292899 | CRISFIELD | AGGREGATE | DPL | 50883 | CRISFIE | 4 KV | G3 | GEN
292899 | CRISFIELD | AGGREGATE | DPL | 50884 | CRISFIE | 4 KV | G4 | GEN
1304122916 | DAYTON GEN | AGGREGATE | DEOK | 123901545 | MIAMIFOR | 22 KV | MI7_D | GEN
34059015 | DCTY 6-7 | AGGREGATE | DPL | 510445 | MOTIVA | 13 KV | G6 | GEN
34059015 | DCTY 6-7 | AGGREGATE | DPL | 510446 | MOTIVA | 13 KV | G7 | GEN
1072629099 | DECAM GAS GEN | AGGREGATE | AEP | 32418391 | CORNU | 18 KV | 1GT1 | GEN
1072629099 | DECAM GAS GEN | AGGREGATE | AEP | 32418393 | CORNU | 18 KV | 1GT2 | GEN
1072629099 | DECAM GAS GEN | AGGREGATE | AEP | 32418395 | CORNU | 18 KV | 2GT1 | GEN
1072629099 | DECAM GAS GEN | AGGREGATE | AEP | 32418397 | CORNU | 18 KV | 2GT2 | GEN
1072629099 | DECAM GAS GEN | AGGREGATE | AEP | 32418387 | CORNU | 18 KV | ST1 | GEN
1072629099 | DECAM GAS GEN | AGGREGATE | AEP | 32418389 | CORNU | 18 KV | ST2 | GEN
1072629099 | DECAM GAS GEN | AGGREGATE | AEP | 32418605 | DENAWASH | 18 KV | UN1 | GEN
1072629099 | DECAM GAS GEN | AGGREGATE | AEP | 32418607 | DENAWASH | 18 KV | UN2 | GEN
1072629099 | DECAM GAS GEN | AGGREGATE | AEP | 32418609 | DENAWASH | 18 KV | UN3 | GEN
1072629099 | DECAM GAS GEN | AGGREGATE | APS | 21601805 | RONCO | 18 KV | CT1 | GEN
1072629099 | DECAM GAS GEN | AGGREGATE | APS | 21601806 | RONCO | 18 KV | CT2 | GEN
1072629099 | DECAM GAS GEN | AGGREGATE | APS | 21601807 | RONCO | 18 KV | STM | GEN
44160039 | DEEP CREEK 1-2 | AGGREGATE | PENELEC | 50772 | DEEPCRK | 12 KV | NO 1 G | GEN
44160039 | DEEP CREEK 1-2 | AGGREGATE | PENELEC | 50773 | DEEPCRK | 12 KV | NO 2 G | GEN
113748 | DEEPCREEK | AGGREGATE | PENELEC | 50772 | DEEPCRK | 12 KV | NO 1 G | GEN
113748 | DEEPCREEK | AGGREGATE | PENELEC | 50773 | DEEPCRK | 12 KV | NO 2 G | GEN
128774185 | DEK | AGGREGATE | DEOK | 119117549 | 08BEAVER | 69 KV | LD41 | LOAD
128774185 | DEK | AGGREGATE | DEOK | 119117551 | 08BEAVER | 69 KV | LD42 | LOAD
128774185 | DEK | AGGREGATE | DEOK | 119117559 | 08CLRYVL | 69 KV | LD1 | LOAD
128774185 | DEK | AGGREGATE | DEOK | 119117561 | 08CLRYVL | 69 KV | LD2 | LOAD
128774185 | DEK | AGGREGATE | DEOK | 119117563 | 08CLRYVL | 69 KV | LD3 | LOAD
128774185 | DEK | AGGREGATE | DEOK | 119117565 | 08CNSTNC | 138 KV | BK2 | LOAD
128774185 | DEK | AGGREGATE | DEOK | 119117567 | 08CNSTNC | 69 KV | BK1 | LOAD
128774185 | DEK | AGGREGATE | DEOK | 119117573 | 08COLDSP | 138 KV | BK1 | LOAD
128774185 | DEK | AGGREGATE | DEOK | 119117575 | 08COLDSP | 69 KV | LD9 | LOAD
128774185 | DEK | AGGREGATE | DEOK | 119117579 | 08CRITDN | 69 KV | LD41 | LOAD
128774185 | DEK | AGGREGATE | DEOK | 119117581 | 08CRITDN | 69 KV | LD42 | LOAD
128774185 | DEK | AGGREGATE | DEOK | 119117585 | 08DECRSY | 69 KV | LD3 | LOAD
128774185 | DEK | AGGREGATE | DEOK | 119117589 | 08DIXIE | 69 KV | BK1 | LOAD
128774185 | DEK | AGGREGATE | DEOK | 119117591 | 08DIXIE | 69 KV | BK2 | LOAD
128774185 | DEK | AGGREGATE | DEOK | 119117593 | 08DRYCRK | 69 KV | LD1 | LOAD
128774185 | DEK | AGGREGATE | DEOK | 119117603 | 08EMRYIN | 69 KV | LD1 | LOAD
128774185 | DEK | AGGREGATE | DEOK | 119117657 | 08GRANT | 69 KV | LD41 | LOAD
128774185 | DEK | AGGREGATE | DEOK | 119117673 | 08JHSNCN | 69 KV | LD1 | LOAD
128774185 | DEK | AGGREGATE | DEOK | 119117675 | 08KNTWTR | 69 KV | LD1 | LOAD
128774185 | DEK | AGGREGATE | DEOK | 119117677 | 08LAKEVW | 69 KV | LD1 | LOAD
128774185 | DEK | AGGREGATE | DEOK | 119117679 | 08LMABRG | 69 KV | LD1 | LOAD
128774185 | DEK | AGGREGATE | DEOK | 119117681 | 08LMABRG | 69 KV | LD2 | LOAD
128774185 | DEK | AGGREGATE | DEOK | 119117683 | 08LMABRG | 69 KV | LD3 | LOAD
128774185 | DEK | AGGREGATE | DEOK | 119117687 | 08MARSHL | 69 KV | LD1 | LOAD
128774185 | DEK | AGGREGATE | DEOK | 119117689 | 08MIDVAL | 69 KV | LD1 | LOAD
128774185 | DEK | AGGREGATE | DEOK | 119117699 | 08NWPTST | 69 KV | LDG | LOAD
128774185 | DEK | AGGREGATE | DEOK | 119117709 | 08RCHWOD | 69 KV | LD41 | LOAD
128774185 | DEK | AGGREGATE | DEOK | 119117711 | 08RCHWOD | 69 KV | LD42 | LOAD
128774185 | DEK | AGGREGATE | DEOK | 119117713 | 08RCHWOD | 69 KV | LD43 | LOAD
128774185 | DEK | AGGREGATE | DEOK | 119117731 | 08VERONA | 69 KV | LD1 | LOAD
128774185 | DEK | AGGREGATE | DEOK | 119117733 | 08VILLA1 | 69 KV | BK1 | LOAD
128774185 | DEK | AGGREGATE | DEOK | 119117735 | 08VILLA1 | 69 KV | BK2 | LOAD
128774185 | DEK | AGGREGATE | DEOK | 119117739 | 08WHITWR | 69 KV | LD2 | LOAD
128774185 | DEK | AGGREGATE | DEOK | 119117741 | 08WHITWR | 69 KV | LD41 | LOAD
128774185 | DEK | AGGREGATE | DEOK | 119117743 | 08WLDER1 | 138 KV | LD3 | LOAD
128774185 | DEK | AGGREGATE | DEOK | 119117745 | 08WLDER1 | 138 KV | LD4 | LOAD
128774185 | DEK | AGGREGATE | DEOK | 119117751 | ALEX_SO | 69 KV | LD41 | LOAD
128774185 | DEK | AGGREGATE | DEOK | 119117759 | AUGTINE | 138 KV | BK1 | LOAD
128774185 | DEK | AGGREGATE | DEOK | 119117761 | AUGTINE | 138 KV | BK5 | LOAD
128774185 | DEK | AGGREGATE | DEOK | 119117783 | BELVUE | 138 KV | BK1 | LOAD
128774185 | DEK | AGGREGATE | DEOK | 119117785 | BELVUE | 138 KV | BK2 | LOAD
128774185 | DEK | AGGREGATE | DEOK | 119117797 | BUFFINGT | 138 KV | BK3 | LOAD
128774185 | DEK | AGGREGATE | DEOK | 119117799 | BUFFINGT | 138 KV | BK4 | LOAD
128774185 | DEK | AGGREGATE | DEOK | 119117795 | BUFFINGT | 138 KV | BK7 | LOAD
128774185 | DEK | AGGREGATE | DEOK | 119117823 | COVNGTN | 69 KV | BK1 | LOAD
128774185 | DEK | AGGREGATE | DEOK | 119117825 | CRESCNT | 138 KV | BK1 | LOAD
128774185 | DEK | AGGREGATE | DEOK | 119117827 | CRESCNT | 138 KV | BK2 | LOAD
128774185 | DEK | AGGREGATE | DEOK | 119117835 | DAYTON76 | 138 KV | BK1 | LOAD
128774185 | DEK | AGGREGATE | DEOK | 119117849 | DONALDSN | 138 KV | BK1 | LOAD
128774185 | DEK | AGGREGATE | DEOK | 119117851 | DONALDSN | 138 KV | BK2 | LOAD
128774185 | DEK | AGGREGATE | DEOK | 119117857 | DRY_RIDG | 69 KV | BK1 | LOAD
128774185 | DEK | AGGREGATE | DEOK | 119117625 | EMPIRE | 69 KV | LD41 | LOAD
128774185 | DEK | AGGREGATE | DEOK | 119117627 | EMPIRE | 69 KV | LD42 | LOAD
128774185 | DEK | AGGREGATE | DEOK | 119117643 | FLORNCE | 138 KV | BK1 | LOAD
128774185 | DEK | AGGREGATE | DEOK | 119117647 | FLORNCE | 138 KV | BK2 | LOAD
128774185 | DEK | AGGREGATE | DEOK | 119117645 | FLORNCE | 138 KV | BK4 | LOAD
128774185 | DEK | AGGREGATE | DEOK | 119117873 | HANDS | 138 KV | BK1 | LOAD
128774185 | DEK | AGGREGATE | DEOK | 119117875 | HANDS | 138 KV | BK2 | LOAD
128774185 | DEK | AGGREGATE | DEOK | 119117877 | HEBRON1 | 138 KV | TB1 | LOAD
128774185 | DEK | AGGREGATE | DEOK | 119117879 | HEBRON1 | 138 KV | TB2 | LOAD
128774185 | DEK | AGGREGATE | DEOK | 119117897 | KENTON | 69 KV | BK1 | LOAD
128774185 | DEK | AGGREGATE | DEOK | 119117899 | KENTON | 69 KV | BK3 | LOAD
128774185 | DEK | AGGREGATE | DEOK | 119117907 | KY_UNIV | 138 KV | BK2 | LOAD
128774185 | DEK | AGGREGATE | DEOK | 119117909 | KY_UNIV | 138 KV | BK4 | LOAD
128774185 | DEK | AGGREGATE | DEOK | 119117911 | LAFARGE | 138 KV | BK1 | LOAD
128774185 | DEK | AGGREGATE | DEOK | 119117917 | LAMB_TEC | 69 KV | LD1 | LOAD
128774185 | DEK | AGGREGATE | DEOK | 119117919 | LEVI_STR | 69 KV | LDA | LOAD
128774185 | DEK | AGGREGATE | DEOK | 119117921 | LEVI_STR | 69 KV | LDB | LOAD
128774185 | DEK | AGGREGATE | DEOK | 119117977 | MT_ZION1 | 138 KV | BK1 | LOAD
128774185 | DEK | AGGREGATE | DEOK | 119117991 | OAKBROOK | 69 KV | BK1 | LOAD
128774185 | DEK | AGGREGATE | DEOK | 119118039 | THMS_MOR | 69 KV | BK1 | LOAD
128774185 | DEK | AGGREGATE | DEOK | 119118061 | YORK77 | 138 KV | BK1 | LOAD
33097337 | DELI | AGGREGATE | COMED | 32417713 | 937 LEE | 13.5 KV | LEE31-1 | GEN
33097337 | DELI | AGGREGATE | COMED | 32417705 | 937 LEE | 13.5 KV | LEE31-2 | GEN
33097337 | DELI | AGGREGATE | COMED | 32417715 | 937 LEE | 13.5 KV | LEE32-1 | GEN
33097337 | DELI | AGGREGATE | COMED | 32417707 | 937 LEE | 13.5 KV | LEE32-2 | GEN
33097337 | DELI | AGGREGATE | COMED | 32417717 | 937 LEE | 13.5 KV | LEE33-1 | GEN
33097337 | DELI | AGGREGATE | COMED | 32417709 | 937 LEE | 13.5 KV | LEE33-2 | GEN
33097337 | DELI | AGGREGATE | COMED | 32417719 | 937 LEE | 13.5 KV | LEE34-1 | GEN
33097337 | DELI | AGGREGATE | COMED | 32417711 | 937 LEE | 13.5 KV | LEE34-2 | GEN
111045339 | DELTA CC | AGGREGATE | PECO | 87901551 | DLTAPLNT | 13.8 KV | GEN1 | GEN
111045339 | DELTA CC | AGGREGATE | PECO | 87901553 | DLTAPLNT | 13.8 KV | GEN2 | GEN
111045339 | DELTA CC | AGGREGATE | PECO | 87901555 | DLTAPLNT | 13.8 KV | GEN3 | GEN
111045339 | DELTA CC | AGGREGATE | PECO | 112586171 | DLTAPLNT | 18 KV | GEN4 | GEN
32496875 | DEMEC | AGGREGATE | DPL | 5021026 | CHAPELST | 138 KV | T3 | LOAD
32496875 | DEMEC | AGGREGATE | DPL | 5021027 | CHAPELST | 138 KV | T4 | LOAD
32496875 | DEMEC | AGGREGATE | DPL | 1075443899 | CHAPELST | 138 KV | T5 | LOAD
32496875 | DEMEC | AGGREGATE | DPL | 510424 | CITYNEWC | 138 KV | LOAD1 | LOAD
32496875 | DEMEC | AGGREGATE | DPL | 98369891 | CLAYTON | 138 KV | LDSMY | LOAD
32496875 | DEMEC | AGGREGATE | DPL | 49890 | CLAYTON | 138 KV | LOADT1 | LOAD
32496875 | DEMEC | AGGREGATE | DPL | 112585947 | FARMVIEW | 138 KV | LOAD1 | LOAD
32496875 | DEMEC | AGGREGATE | DPL | 10700755 | MIDDLETO | 138 KV | T1 | LOAD
32496875 | DEMEC | AGGREGATE | DPL | 10700756 | MIDDLETO | 138 KV | T2 | LOAD
32496875 | DEMEC | AGGREGATE | DPL | 49966 | MILFORD | 138 KV | 13702 | LOAD
32496875 | DEMEC | AGGREGATE | DPL | 98369897 | NEWCASTL | 138 KV | 13803 | LOAD
32496875 | DEMEC | AGGREGATE | DPL | 49999 | PINE ST | 69 KV | SEACTY | LOAD
70870837 | DENAWASH | AGGREGATE | AEP | 32418605 | DENAWASH | 18 KV | UN1 | GEN
70870837 | DENAWASH | AGGREGATE | AEP | 32418607 | DENAWASH | 18 KV | UN2 | GEN
1380624356 | DESERT WF | AGGREGATE | DOM | 1318144900 | SWAMP | 34.5 KV | DESERTWF | GEN
2156111684 | DORCHESTER SOLAR1-2 | AGGREGATE | DPL | 1379267684 | TODD | 25 KV | DORCHSP1 | GEN
2156111684 | DORCHESTER SOLAR1-2 | AGGREGATE | DPL | 1379267685 | TODD | 25 KV | DORCHSP2 | GEN
51214 | DOVER | AGGREGATE | DPL | 49985 | NORTHST | 69 KV | ONE | LOAD
1141590063 | DOVER CC | AGGREGATE | DPL | 1048076 | KENT | 13 KV | DOVER1CT | GEN
1141590063 | DOVER CC | AGGREGATE | DPL | 50921 | NORTHST | 69 KV | GF | GEN
1131117566 | DPL DE | AGGREGATE | DPL | 510415 | BASINRD | 138 KV | T2 | LOAD
1131117566 | DPL DE | AGGREGATE | DPL | 510414 | BASINRD | 69 KV | 6810 LD | LOAD
1131117566 | DPL DE | AGGREGATE | DPL | 38367753 | BASINRD | 69 KV | T1 | LOAD
1131117566 | DPL DE | AGGREGATE | DPL | 41935397 | BEAR DPL | 138 KV | TR1 | LOAD
1131117566 | DPL DE | AGGREGATE | DPL | 47012197 | BEAR DPL | 138 KV | TR2 | LOAD
1131117566 | DPL DE | AGGREGATE | DPL | 47012199 | BEAR DPL | 138 KV | TR3 | LOAD
1131117566 | DPL DE | AGGREGATE | DPL | 93353415 | BETHANY | 138 KV | LOAD | LOAD
1131117566 | DPL DE | AGGREGATE | DPL | 49866 | BETHANY | 69 KV | LOAD2 | LOAD
1131117566 | DPL DE | AGGREGATE | DPL | 49867 | BETHANY | 69 KV | LOAD35 | LOAD
1131117566 | DPL DE | AGGREGATE | DPL | 1107278767 | BRANDYWN | 138 KV | T4 | LOAD
1131117566 | DPL DE | AGGREGATE | DPL | 1107278768 | BRANDYWN | 138 KV | T5 | LOAD
1131117566 | DPL DE | AGGREGATE | DPL | 49868 | BRIDGEVI | 69 KV | LOADT1 | LOAD
1131117566 | DPL DE | AGGREGATE | DPL | 49869 | BRIDGEVI | 69 KV | LOADT2 | LOAD
1131117566 | DPL DE | AGGREGATE | DPL | 106856767 | CARRCROF | 138 KV | 13823 | LOAD
1131117566 | DPL DE | AGGREGATE | DPL | 38367755 | CARRCROF | 138 KV | T2 | LOAD
1131117566 | DPL DE | AGGREGATE | DPL | 38367757 | CEDARCRE | 138 KV | T1 | LOAD
1131117566 | DPL DE | AGGREGATE | DPL | 5021025 | CHAPELST | 138 KV | T2 | LOAD
1131117566 | DPL DE | AGGREGATE | DPL | 5021026 | CHAPELST | 138 KV | T3 | LOAD
1131117566 | DPL DE | AGGREGATE | DPL | 5021027 | CHAPELST | 138 KV | T4 | LOAD
1131117566 | DPL DE | AGGREGATE | DPL | 1075443899 | CHAPELST | 138 KV | T5 | LOAD
1131117566 | DPL DE | AGGREGATE | DPL | 38367759 | CHESWOLD | 138 KV | T3 | LOAD
1131117566 | DPL DE | AGGREGATE | DPL | 510418 | CHR138 | 12 KV | 1A LOAD | LOAD
1131117566 | DPL DE | AGGREGATE | DPL | 510419 | CHR138 | 12 KV | 1B LOAD | LOAD
1131117566 | DPL DE | AGGREGATE | DPL | 510420 | CHR138 | 12 KV | 2A LOAD | LOAD
1131117566 | DPL DE | AGGREGATE | DPL | 510421 | CHR138 | 12 KV | 2B LOAD | LOAD
1131117566 | DPL DE | AGGREGATE | DPL | 510422 | CHR138 | 12 KV | 3A LOAD | LOAD
1131117566 | DPL DE | AGGREGATE | DPL | 510423 | CHR138 | 12 KV | 3B LOAD | LOAD
1131117566 | DPL DE | AGGREGATE | DPL | 49882 | CHURCTAP | 138 KV | T3 | LOAD
1131117566 | DPL DE | AGGREGATE | DPL | 49883 | CHURCTAP | 138 KV | T4 | LOAD
1131117566 | DPL DE | AGGREGATE | DPL | 510424 | CITYNEWC | 138 KV | LOAD1 | LOAD
1131117566 | DPL DE | AGGREGATE | DPL | 98369891 | CLAYTON | 138 KV | LDSMY | LOAD
1131117566 | DPL DE | AGGREGATE | DPL | 49890 | CLAYTON | 138 KV | LOADT1 | LOAD
1131117566 | DPL DE | AGGREGATE | DPL | 49891 | CLAYTON | 138 KV | LOADT2 | LOAD
1131117566 | DPL DE | AGGREGATE | DPL | 87901505 | CONAWAY | 138 KV | T1 | LOAD
1131117566 | DPL DE | AGGREGATE | DPL | 49896 | CONCRDDP | 69 KV | CONCRD | LOAD
1131117566 | DPL DE | AGGREGATE | DPL | 38367763 | DARLEYRD | 69 KV | T1 | LOAD
1131117566 | DPL DE | AGGREGATE | DPL | 38367765 | DARLEYRD | 69 KV | T2 | LOAD
1131117566 | DPL DE | AGGREGATE | DPL | 38367767 | DARLEYRD | 69 KV | T3 | LOAD
1131117566 | DPL DE | AGGREGATE | DPL | 38367769 | DELA DPL | 13 KV | T1 | LOAD
1131117566 | DPL DE | AGGREGATE | DPL | 38367773 | DUPONTED | 69 KV | T1 | LOAD
1131117566 | DPL DE | AGGREGATE | DPL | 38367775 | DUPONTED | 69 KV | T2 | LOAD
1131117566 | DPL DE | AGGREGATE | DPL | 10700752 | DUPSEAFD | 12 KV | PP1A | LOAD
1131117566 | DPL DE | AGGREGATE | DPL | 10700753 | DUPSEAFD | 12 KV | PP2B | LOAD
1131117566 | DPL DE | AGGREGATE | DPL | 38367777 | EDGEMOOR | 12 KV | T1 | LOAD
1131117566 | DPL DE | AGGREGATE | DPL | 33884107 | EDGEMOOR | 138 KV | T6 | LOAD
1131117566 | DPL DE | AGGREGATE | DPL | 1047974 | EDGEMOOR | 230 KV | SSLD | LOAD
1131117566 | DPL DE | AGGREGATE | DPL | 1067158420 | EDGEMOOR | 69 KV | SST2 | LOAD
1131117566 | DPL DE | AGGREGATE | DPL | 83734323 | EDGEMOOR | 69 KV | T7 | LOAD
1131117566 | DPL DE | AGGREGATE | DPL | 112585947 | FARMVIEW | 138 KV | LOAD1 | LOAD
1131117566 | DPL DE | AGGREGATE | DPL | 21601648 | FELTON | 25 KV | LOAD1 | LOAD
1131117566 | DPL DE | AGGREGATE | DPL | 49916 | FIVEPTS | 69 KV | LOADT1 | LOAD
1131117566 | DPL DE | AGGREGATE | DPL | 49917 | FIVEPTS | 69 KV | LOADT2 | LOAD
1131117566 | DPL DE | AGGREGATE | DPL | 49918 | FRANKFOR | 138 KV | FRANK | LOAD
1131117566 | DPL DE | AGGREGATE | DPL | 5021036 | GLASGOW | 138 KV | T2 | LOAD
1131117566 | DPL DE | AGGREGATE | DPL | 5021037 | GLASGOW | 138 KV | T4 | LOAD
1131117566 | DPL DE | AGGREGATE | DPL | 49926 | HARBESON | 69 KV | HARBT1 | LOAD
1131117566 | DPL DE | AGGREGATE | DPL | 49927 | HARBESON | 69 KV | HARBT2 | LOAD
1131117566 | DPL DE | AGGREGATE | DPL | 510426 | HARESCOR | 138 KV | T1 | LOAD
1131117566 | DPL DE | AGGREGATE | DPL | 33884109 | HARESCOR | 138 KV | T2 | LOAD
1131117566 | DPL DE | AGGREGATE | DPL | 5021038 | HARMONY | 138 KV | T1 | LOAD
1131117566 | DPL DE | AGGREGATE | DPL | 5021039 | HARMONY | 138 KV | T2 | LOAD
1131117566 | DPL DE | AGGREGATE | DPL | 5021040 | HARMONY | 138 KV | T3 | LOAD
1131117566 | DPL DE | AGGREGATE | DPL | 5021041 | HARMONY | 138 KV | T4 | LOAD
1131117566 | DPL DE | AGGREGATE | DPL | 49929 | HARRTN | 69 KV | T1 | LOAD
1131117566 | DPL DE | AGGREGATE | DPL | 49930 | HARRTN | 69 KV | T2 | LOAD
1131117566 | DPL DE | AGGREGATE | DPL | 49931 | HARRTN | 69 KV | VERNON | LOAD
1131117566 | DPL DE | AGGREGATE | DPL | 53048701 | HOCKESIN | 138 KV | T4 LOAD | LOAD
1131117566 | DPL DE | AGGREGATE | DPL | 53048699 | HOCKESIN | 138 KV | T5 LOAD | LOAD
1131117566 | DPL DE | AGGREGATE | DPL | 49936 | INDIANRI | 69 KV | LOAD1 | LOAD
1131117566 | DPL DE | AGGREGATE | DPL | 49937 | INDIANRI | 69 KV | LOAD2 | LOAD
1131117566 | DPL DE | AGGREGATE | DPL | 49939 | JONES | 138 KV | JONES | LOAD
1131117566 | DPL DE | AGGREGATE | DPL | 2155501856 | KEENEY | 138 KV | T2_LD | LOAD
1131117566 | DPL DE | AGGREGATE | DPL | 48933953 | KEENEY | 230 KV | T2 | LOAD
1131117566 | DPL DE | AGGREGATE | DPL | 1067158475 | KENT | 69 KV | DEC LOAD | LOAD
1131117566 | DPL DE | AGGREGATE | DPL | 49945 | KENT | 69 KV | T1 | LOAD
1131117566 | DPL DE | AGGREGATE | DPL | 49946 | KENT | 69 KV | T2 | LOAD
1131117566 | DPL DE | AGGREGATE | DPL | 38367785 | KIAMENSI | 138 KV | T2 | LOAD
1131117566 | DPL DE | AGGREGATE | DPL | 38367787 | KIAMENSI | 138 KV | T3 | LOAD
1131117566 | DPL DE | AGGREGATE | DPL | 1218902532 | KRATZ | 69 KV | KRATZ | LOAD
1131117566 | DPL DE | AGGREGATE | DPL | 49952 | LANKREA | 69 KV | LANK | LOAD
1131117566 | DPL DE | AGGREGATE | DPL | 49953 | LAURELDP | 69 KV | LOADT1 | LOAD
1131117566 | DPL DE | AGGREGATE | DPL | 49954 | LAURELDP | 69 KV | LOADT2 | LOAD
1131117566 | DPL DE | AGGREGATE | DPL | 49955 | LEWESREA | 69 KV | LEWES | LOAD
1131117566 | DPL DE | AGGREGATE | DPL | 45565807 | LUMSPOND | 138 KV | T1 | LOAD
1131117566 | DPL DE | AGGREGATE | DPL | 45565809 | LUMSPOND | 138 KV | T2 | LOAD
1131117566 | DPL DE | AGGREGATE | DPL | 48933955 | MERMAID | 138 KV | LOADT1 | LOAD
1131117566 | DPL DE | AGGREGATE | DPL | 10700755 | MIDDLETO | 138 KV | T1 | LOAD
1131117566 | DPL DE | AGGREGATE | DPL | 10700756 | MIDDLETO | 138 KV | T2 | LOAD
1131117566 | DPL DE | AGGREGATE | DPL | 49966 | MILFORD | 138 KV | 13702 | LOAD
1131117566 | DPL DE | AGGREGATE | DPL | 49968 | MILFORD | 138 KV | LOADT2 | LOAD
1131117566 | DPL DE | AGGREGATE | DPL | 48933957 | MILLTOWN | 138 KV | LOADT3 | LOAD
1131117566 | DPL DE | AGGREGATE | DPL | 49969 | MILSBORO | 69 KV | LOADT1 | LOAD
1131117566 | DPL DE | AGGREGATE | DPL | 49970 | MILSBORO | 69 KV | LOADT2 | LOAD
1131117566 | DPL DE | AGGREGATE | DPL | 45565811 | MOTIVA | 138 KV | LOAD | LOAD
1131117566 | DPL DE | AGGREGATE | DPL | 48933959 | MTPLEASN | 138 KV | T1LOAD | LOAD
1131117566 | DPL DE | AGGREGATE | DPL | 78711721 | MTPLEASN | 138 KV | T2LOAD | LOAD
1131117566 | DPL DE | AGGREGATE | DPL | 38367795 | NAAMANS | 69 KV | AIRCO | LOAD
1131117566 | DPL DE | AGGREGATE | DPL | 38367791 | NAAMANS | 69 KV | T1 | LOAD
1131117566 | DPL DE | AGGREGATE | DPL | 38367793 | NAAMANS | 69 KV | T2 | LOAD
1131117566 | DPL DE | AGGREGATE | DPL | 49981 | NELSON | 138 KV | LOADT2 | LOAD
1131117566 | DPL DE | AGGREGATE | DPL | 49982 | NELSON | 138 KV | LOADT3 | LOAD
1131117566 | DPL DE | AGGREGATE | DPL | 98369897 | NEWCASTL | 138 KV | 13803 | LOAD
1131117566 | DPL DE | AGGREGATE | DPL | 49977 | NEWCASTL | 69 KV | LOADT1 | LOAD
1131117566 | DPL DE | AGGREGATE | DPL | 49978 | NEWCASTL | 69 KV | LOADT2 | LOAD
1131117566 | DPL DE | AGGREGATE | DPL | 49979 | NEWCASTL | 69 KV | LOADT3 | LOAD
1131117566 | DPL DE | AGGREGATE | DPL | 49984 | NEWMERED | 69 KV | N-MERD | LOAD
1131117566 | DPL DE | AGGREGATE | DPL | 49985 | NORTHST | 69 KV | ONE | LOAD
1131117566 | DPL DE | AGGREGATE | DPL | 49990 | NSEAFORD | 69 KV | LOADT3 | LOAD
1131117566 | DPL DE | AGGREGATE | DPL | 21601651 | OMAR | 138 KV | LOAD1 | LOAD
1131117566 | DPL DE | AGGREGATE | DPL | 49998 | PEPPER | 69 KV | PEPPER | LOAD
1131117566 | DPL DE | AGGREGATE | DPL | 31020621 | REDLION | 138 KV | T1 | LOAD
1131117566 | DPL DE | AGGREGATE | DPL | 50003 | REHOBOTH | 69 KV | REHT1 | LOAD
1131117566 | DPL DE | AGGREGATE | DPL | 50004 | REHOBOTH | 69 KV | REHT2 | LOAD
1131117566 | DPL DE | AGGREGATE | DPL | 510431 | REYBOLD | 138 KV | T1 | LOAD
1131117566 | DPL DE | AGGREGATE | DPL | 510432 | REYBOLD | 138 KV | T2 | LOAD
1131117566 | DPL DE | AGGREGATE | DPL | 50007 | ROBINS | 138 KV | ANGOLA | LOAD
1131117566 | DPL DE | AGGREGATE | DPL | 1084380610 | ROXANA | 138 KV | DEC1 | LOAD
1131117566 | DPL DE | AGGREGATE | DPL | 1084380611 | ROXANA | 138 KV | DEC2 | LOAD
1131117566 | DPL DE | AGGREGATE | DPL | 50009 | SHORT | 69 KV | SHORT | LOAD
1131117566 | DPL DE | AGGREGATE | DPL | 38367799 | SILVERBR | 138 KV | T2 | LOAD
1131117566 | DPL DE | AGGREGATE | DPL | 38367801 | SILVERBR | 138 KV | T3 | LOAD
1131117566 | DPL DE | AGGREGATE | DPL | 38367803 | SILVERSI | 69 KV | T1 | LOAD
1131117566 | DPL DE | AGGREGATE | DPL | 38367805 | SILVERSI | 69 KV | T2 | LOAD
1131117566 | DPL DE | AGGREGATE | DPL | 38367807 | SILVERSI | 69 KV | T3 | LOAD
1131117566 | DPL DE | AGGREGATE | DPL | 510434 | SUNSETLA | 138 KV | T1 | LOAD
1131117566 | DPL DE | AGGREGATE | DPL | 41935401 | SUNSETLA | 138 KV | T2 | LOAD
1131117566 | DPL DE | AGGREGATE | DPL | 45565813 | SUNSETLA | 138 KV | T3 | LOAD
1131117566 | DPL DE | AGGREGATE | DPL | 50017 | SUSSEX | 69 KV | LOADT1 | LOAD
1131117566 | DPL DE | AGGREGATE | DPL | 50018 | SUSSEX | 69 KV | LOADT2 | LOAD
1131117566 | DPL DE | AGGREGATE | DPL | 50024 | TAYLOR | 69 KV | TAYLOR | LOAD
1131117566 | DPL DE | AGGREGATE | DPL | 50028 | TOWNSEND | 138 KV | ONE | LOAD
1131117566 | DPL DE | AGGREGATE | DPL | 50031 | VAUGHN | 69 KV | VAUGHN | LOAD
1131117566 | DPL DE | AGGREGATE | DPL | 65732119 | WELLS | 69 KV | WELLSLD | LOAD
1131117566 | DPL DE | AGGREGATE | DPL | 21601656 | WESTDPL | 12 KV | T1 LOAD | LOAD
1131117566 | DPL DE | AGGREGATE | DPL | 21601657 | WESTDPL | 12 KV | T3 LOAD | LOAD
1131117566 | DPL DE | AGGREGATE | DPL | 21601654 | WESTDPL | 69 KV | LOAD2 | LOAD
1131117566 | DPL DE | AGGREGATE | DPL | 21601655 | WESTDPL | 69 KV | LOAD5 | LOAD
1131117566 | DPL DE | AGGREGATE | DPL | 38367815 | WWILMING | 138 KV | T1 | LOAD
1131117566 | DPL DE | AGGREGATE | DPL | 38367813 | WWILMING | 138 KV | T2 | LOAD
1131117567 | DPL MD | AGGREGATE | DPL | 49858 | AIREY | 69 KV | AIREY | LOAD
1131117567 | DPL MD | AGGREGATE | DPL | 1067158346 | BAYLY | 69 KV | BAYLY | LOAD
1131117567 | DPL MD | AGGREGATE | DPL | 49864 | BERLINDP | 69 KV | BERLIN | LOAD
1131117567 | DPL MD | AGGREGATE | DPL | 1067158356 | BISHOP | 138 KV | T1 LOAD | LOAD
1131117567 | DPL MD | AGGREGATE | DPL | 83734317 | BLOOMFLD | 69 KV | LOAD | LOAD
1131117567 | DPL MD | AGGREGATE | DPL | 83734319 | BOZMAN | 69 KV | LOAD | LOAD
1131117567 | DPL MD | AGGREGATE | DPL | 83734321 | BOZMAN | 69 KV | MBLTPL | LOAD
1131117567 | DPL MD | AGGREGATE | DPL | 49870 | CAMBRIDG | 69 KV | LOADT3 | LOAD
1131117567 | DPL MD | AGGREGATE | DPL | 49871 | CAMBRIDG | 69 KV | LOADT4 | LOAD
1131117567 | DPL MD | AGGREGATE | DPL | 49873 | CECIL | 35 KV | BUS2 | LOAD
1131117567 | DPL MD | AGGREGATE | DPL | 49874 | CECIL | 35 KV | BUS3 | LOAD
1131117567 | DPL MD | AGGREGATE | DPL | 49878 | CHESTERT | 69 KV | 2246LD | LOAD
1131117567 | DPL MD | AGGREGATE | DPL | 2156113648 | CHESTERT | 69 KV | T1_LOAD | LOAD
1131117567 | DPL MD | AGGREGATE | DPL | 49887 | CHURCH | 69 KV | T3 | LOAD
1131117567 | DPL MD | AGGREGATE | DPL | 49888 | CHURCH | 69 KV | T4 | LOAD
1131117567 | DPL MD | AGGREGATE | DPL | 49894 | COLORA | 35 KV | BUS1 | LOAD
1131117567 | DPL MD | AGGREGATE | DPL | 49895 | COLORA | 35 KV | BUS2 | LOAD
1131117567 | DPL MD | AGGREGATE | DPL | 659761 | COSTEN | 138 KV | COSTEN | LOAD
1131117567 | DPL MD | AGGREGATE | DPL | 49898 | CRISFIE | 12 KV | LOAD12 | LOAD
1131117567 | DPL MD | AGGREGATE | DPL | 49899 | CRISFIE | 25 KV | LOAD25 | LOAD
1131117567 | DPL MD | AGGREGATE | DPL | 49900 | CULVER | 69 KV | CULVER | LOAD
1131117567 | DPL MD | AGGREGATE | DPL | 49911 | EDGEWDPL | 69 KV | EDGEWD | LOAD
1131117567 | DPL MD | AGGREGATE | DPL | 49912 | EMUNI | 69 KV | E-MUNI | LOAD
1131117567 | DPL MD | AGGREGATE | DPL | 2156112385 | ENEWMARK | 69 KV | T1 | LOAD
1131117567 | DPL MD | AGGREGATE | DPL | 49914 | ENEWMKTR | 69 KV | ENMKTR | LOAD
1131117567 | DPL MD | AGGREGATE | DPL | 49919 | FRUITLAN | 69 KV | LOADT1 | LOAD
1131117567 | DPL MD | AGGREGATE | DPL | 49920 | FRUITLAN | 69 KV | LOADT2 | LOAD
1131117567 | DPL MD | AGGREGATE | DPL | 98369893 | GRSNVILL | 69 KV | T1 | LOAD
1131117567 | DPL MD | AGGREGATE | DPL | 98369895 | GRSNVILL | 69 KV | T2 | LOAD
1131117567 | DPL MD | AGGREGATE | DPL | 49933 | HILLSBRO | 138 KV | HLSBRO | LOAD
1131117567 | DPL MD | AGGREGATE | DPL | 49935 | IBCORN | 69 KV | IBCORN | LOAD
1131117567 | DPL MD | AGGREGATE | DPL | 49938 | JACKTOWN | 69 KV | JACTWN | LOAD
1131117567 | DPL MD | AGGREGATE | DPL | 49951 | KENNEDYV | 69 KV | KNDYVL | LOAD
1131117567 | DPL MD | AGGREGATE | DPL | 1775809606 | KENNEY | 24 KV | T1 | LOAD
1131117567 | DPL MD | AGGREGATE | DPL | 1775809607 | KENNEY | 24 KV | T2 | LOAD
1131117567 | DPL MD | AGGREGATE | DPL | 659762 | KINGSCRK | 138 KV | LOADT1 | LOAD
1131117567 | DPL MD | AGGREGATE | DPL | 659763 | KINGSCRK | 138 KV | LOADT2 | LOAD
1131117567 | DPL MD | AGGREGATE | DPL | 49950 | KINGSTON | 69 KV | KNGSTN | LOAD
1131117567 | DPL MD | AGGREGATE | DPL | 49956 | LONGWOOD | 69 KV | LONGWD | LOAD
1131117567 | DPL MD | AGGREGATE | DPL | 49957 | LORETTO | 69 KV | PRNCSS | LOAD
1131117567 | DPL MD | AGGREGATE | DPL | 49958 | LYNCH | 69 KV | T1 | LOAD
1131117567 | DPL MD | AGGREGATE | DPL | 49960 | MARDELA | 69 KV | MARREA | LOAD
1131117567 | DPL MD | AGGREGATE | DPL | 49961 | MARIDEL | 69 KV | LOADT1 | LOAD
1131117567 | DPL MD | AGGREGATE | DPL | 49962 | MARIDEL | 69 KV | LOADT2 | LOAD
1131117567 | DPL MD | AGGREGATE | DPL | 49964 | MASSEY | 69 KV | MASSEY | LOAD
1131117567 | DPL MD | AGGREGATE | DPL | 49963 | MASSEYRE | 69 KV | MASREA | LOAD
1131117567 | DPL MD | AGGREGATE | DPL | 49972 | MTHERMON | 69 KV | LOADT1 | LOAD
1131117567 | DPL MD | AGGREGATE | DPL | 49973 | MTHERMON | 69 KV | LOADT2 | LOAD
1131117567 | DPL MD | AGGREGATE | DPL | 49974 | MTOLIVE | 69 KV | MT-OLV | LOAD
1131117567 | DPL MD | AGGREGATE | DPL | 49983 | NEWHOPE | 69 KV | N-HOPE | LOAD
1131117567 | DPL MD | AGGREGATE | DPL | 49986 | NSALISBU | 69 KV | LOADT1 | LOAD
1131117567 | DPL MD | AGGREGATE | DPL | 49987 | NSALISBU | 69 KV | LOADT2 | LOAD
1131117567 | DPL MD | AGGREGATE | DPL | 49993 | OCEANBAY | 138 KV | LOADT1 | LOAD
1131117567 | DPL MD | AGGREGATE | DPL | 49994 | OCEANBAY | 138 KV | LOADT2 | LOAD
1131117567 | DPL MD | AGGREGATE | DPL | 49995 | OCEANCTY | 69 KV | LOADT1 | LOAD
1131117567 | DPL MD | AGGREGATE | DPL | 49996 | OCEANCTY | 69 KV | LOADT2 | LOAD
1131117567 | DPL MD | AGGREGATE | DPL | 49997 | OCEANPIN | 69 KV | OCNPIN | LOAD
1131117567 | DPL MD | AGGREGATE | DPL | 32947121 | OILCITY | 138 KV | LOAD1 | LOAD
1131117567 | DPL MD | AGGREGATE | DPL | 5021042 | PEMBERTO | 69 KV | T-1 | LOAD
1131117567 | DPL MD | AGGREGATE | DPL | 49999 | PINE ST | 69 KV | SEACTY | LOAD
1131117567 | DPL MD | AGGREGATE | DPL | 659764 | POCOMOKE | 138 KV | LOAD1 | LOAD
1131117567 | DPL MD | AGGREGATE | DPL | 659765 | POCOMOKE | 138 KV | LOAD2 | LOAD
1131117567 | DPL MD | AGGREGATE | DPL | 50002 | PRESTON | 69 KV | PRSTON | LOAD
1131117567 | DPL MD | AGGREGATE | DPL | 57967517 | PRICE | 69 KV | PRICE T1 | LOAD
1131117567 | DPL MD | AGGREGATE | DPL | 123900919 | ROCKWLKN | 69 KV | LOAD1 | LOAD
1131117567 | DPL MD | AGGREGATE | DPL | 83734325 | ROYOAK | 69 KV | LOAD | LOAD
1131117567 | DPL MD | AGGREGATE | DPL | 50008 | SHARP | 69 KV | SHARP | LOAD
1131117567 | DPL MD | AGGREGATE | DPL | 50012 | SINPUX | 69 KV | SINPUX | LOAD
1131117567 | DPL MD | AGGREGATE | DPL | 50013 | ST138 | 138 KV | LOADT1 | LOAD
1131117567 | DPL MD | AGGREGATE | DPL | 50014 | ST138 | 138 KV | LOADT2 | LOAD
1131117567 | DPL MD | AGGREGATE | DPL | 38367809 | STEELE | 138 KV | T3 | LOAD
1131117567 | DPL MD | AGGREGATE | DPL | 98369901 | STVNSVIL | 69 KV | T1 | LOAD
1131117567 | DPL MD | AGGREGATE | DPL | 98369903 | STVNSVIL | 69 KV | T2 | LOAD
1131117567 | DPL MD | AGGREGATE | DPL | 50019 | TALBOT | 69 KV | TALBOT | LOAD
1131117567 | DPL MD | AGGREGATE | DPL | 50020 | TANYARD | 69 KV | TANYRD | LOAD
1131117567 | DPL MD | AGGREGATE | DPL | 1379254252 | TODD | 25 KV | LOAD_T1 | LOAD
1131117567 | DPL MD | AGGREGATE | DPL | 10700757 | TODD | 25 KV | LOADT2 | LOAD
1131117567 | DPL MD | AGGREGATE | DPL | 57967519 | TODD | 69 KV | ALLENREA | LOAD
1131117567 | DPL MD | AGGREGATE | DPL | 50027 | TODD | 69 KV | LOADT3 | LOAD
1131117567 | DPL MD | AGGREGATE | DPL | 50029 | TRAPPETP | 69 KV | TRAPPE | LOAD
1131117567 | DPL MD | AGGREGATE | DPL | 50034 | WALSTON | 69 KV | WALSTN | LOAD
1131117567 | DPL MD | AGGREGATE | DPL | 50038 | WCAMBRID | 69 KV | W-CAMB | LOAD
1131117567 | DPL MD | AGGREGATE | DPL | 50041 | WORCESTE | 69 KV | LOADT1 | LOAD
1131117567 | DPL MD | AGGREGATE | DPL | 50040 | WORCESTE | 69 KV | LOADT2 | LOAD
1131117567 | DPL MD | AGGREGATE | DPL | 50039 | WOVERDPL | 69 KV | WSTOVR | LOAD
1131117567 | DPL MD | AGGREGATE | DPL | 50043 | WYEMILLS | 69 KV | LOADT2 | LOAD
51215 | DPL NORTH | AGGREGATE | DPL | 510415 | BASINRD | 138 KV | T2 | LOAD
51215 | DPL NORTH | AGGREGATE | DPL | 510414 | BASINRD | 69 KV | 6810 LD | LOAD
51215 | DPL NORTH | AGGREGATE | DPL | 38367753 | BASINRD | 69 KV | T1 | LOAD
51215 | DPL NORTH | AGGREGATE | DPL | 41935397 | BEAR DPL | 138 KV | TR1 | LOAD
51215 | DPL NORTH | AGGREGATE | DPL | 47012197 | BEAR DPL | 138 KV | TR2 | LOAD
51215 | DPL NORTH | AGGREGATE | DPL | 47012199 | BEAR DPL | 138 KV | TR3 | LOAD
51215 | DPL NORTH | AGGREGATE | DPL | 1107278767 | BRANDYWN | 138 KV | T4 | LOAD
51215 | DPL NORTH | AGGREGATE | DPL | 106856767 | CARRCROF | 138 KV | 13823 | LOAD
51215 | DPL NORTH | AGGREGATE | DPL | 38367755 | CARRCROF | 138 KV | T2 | LOAD
51215 | DPL NORTH | AGGREGATE | DPL | 49873 | CECIL | 35 KV | BUS2 | LOAD
51215 | DPL NORTH | AGGREGATE | DPL | 49874 | CECIL | 35 KV | BUS3 | LOAD
51215 | DPL NORTH | AGGREGATE | DPL | 38367757 | CEDARCRE | 138 KV | T1 | LOAD
51215 | DPL NORTH | AGGREGATE | DPL | 5021025 | CHAPELST | 138 KV | T2 | LOAD
51215 | DPL NORTH | AGGREGATE | DPL | 5021026 | CHAPELST | 138 KV | T3 | LOAD
51215 | DPL NORTH | AGGREGATE | DPL | 5021027 | CHAPELST | 138 KV | T4 | LOAD
51215 | DPL NORTH | AGGREGATE | DPL | 1075443899 | CHAPELST | 138 KV | T5 | LOAD
51215 | DPL NORTH | AGGREGATE | DPL | 510418 | CHR138 | 12 KV | 1A LOAD | LOAD
51215 | DPL NORTH | AGGREGATE | DPL | 510420 | CHR138 | 12 KV | 2A LOAD | LOAD
51215 | DPL NORTH | AGGREGATE | DPL | 510422 | CHR138 | 12 KV | 3A LOAD | LOAD
51215 | DPL NORTH | AGGREGATE | DPL | 49882 | CHURCTAP | 138 KV | T3 | LOAD
51215 | DPL NORTH | AGGREGATE | DPL | 49883 | CHURCTAP | 138 KV | T4 | LOAD
51215 | DPL NORTH | AGGREGATE | DPL | 510424 | CITYNEWC | 138 KV | LOAD1 | LOAD
51215 | DPL NORTH | AGGREGATE | DPL | 49894 | COLORA | 35 KV | BUS1 | LOAD
51215 | DPL NORTH | AGGREGATE | DPL | 49895 | COLORA | 35 KV | BUS2 | LOAD
51215 | DPL NORTH | AGGREGATE | DPL | 38367763 | DARLEYRD | 69 KV | T1 | LOAD
51215 | DPL NORTH | AGGREGATE | DPL | 38367765 | DARLEYRD | 69 KV | T2 | LOAD
51215 | DPL NORTH | AGGREGATE | DPL | 38367767 | DARLEYRD | 69 KV | T3 | LOAD
51215 | DPL NORTH | AGGREGATE | DPL | 38367769 | DELA DPL | 13 KV | T1 | LOAD
51215 | DPL NORTH | AGGREGATE | DPL | 38367773 | DUPONTED | 69 KV | T1 | LOAD
51215 | DPL NORTH | AGGREGATE | DPL | 38367775 | DUPONTED | 69 KV | T2 | LOAD
51215 | DPL NORTH | AGGREGATE | DPL | 33884107 | EDGEMOOR | 138 KV | T6 | LOAD
51215 | DPL NORTH | AGGREGATE | DPL | 83734323 | EDGEMOOR | 69 KV | T7 | LOAD
51215 | DPL NORTH | AGGREGATE | DPL | 5021036 | GLASGOW | 138 KV | T2 | LOAD
51215 | DPL NORTH | AGGREGATE | DPL | 5021037 | GLASGOW | 138 KV | T4 | LOAD
51215 | DPL NORTH | AGGREGATE | DPL | 510426 | HARESCOR | 138 KV | T1 | LOAD
51215 | DPL NORTH | AGGREGATE | DPL | 33884109 | HARESCOR | 138 KV | T2 | LOAD
51215 | DPL NORTH | AGGREGATE | DPL | 5021038 | HARMONY | 138 KV | T1 | LOAD
51215 | DPL NORTH | AGGREGATE | DPL | 5021039 | HARMONY | 138 KV | T2 | LOAD
51215 | DPL NORTH | AGGREGATE | DPL | 5021040 | HARMONY | 138 KV | T3 | LOAD
51215 | DPL NORTH | AGGREGATE | DPL | 5021041 | HARMONY | 138 KV | T4 | LOAD
51215 | DPL NORTH | AGGREGATE | DPL | 53048701 | HOCKESIN | 138 KV | T4 LOAD | LOAD
51215 | DPL NORTH | AGGREGATE | DPL | 53048699 | HOCKESIN | 138 KV | T5 LOAD | LOAD
51215 | DPL NORTH | AGGREGATE | DPL | 2155501856 | KEENEY | 138 KV | T2_LD | LOAD
51215 | DPL NORTH | AGGREGATE | DPL | 48933953 | KEENEY | 230 KV | T2 | LOAD
51215 | DPL NORTH | AGGREGATE | DPL | 38367785 | KIAMENSI | 138 KV | T2 | LOAD
51215 | DPL NORTH | AGGREGATE | DPL | 38367787 | KIAMENSI | 138 KV | T3 | LOAD
51215 | DPL NORTH | AGGREGATE | DPL | 45565807 | LUMSPOND | 138 KV | T1 | LOAD
51215 | DPL NORTH | AGGREGATE | DPL | 45565809 | LUMSPOND | 138 KV | T2 | LOAD
51215 | DPL NORTH | AGGREGATE | DPL | 48933955 | MERMAID | 138 KV | LOADT1 | LOAD
51215 | DPL NORTH | AGGREGATE | DPL | 10700755 | MIDDLETO | 138 KV | T1 | LOAD
51215 | DPL NORTH | AGGREGATE | DPL | 10700756 | MIDDLETO | 138 KV | T2 | LOAD
51215 | DPL NORTH | AGGREGATE | DPL | 48933957 | MILLTOWN | 138 KV | LOADT3 | LOAD
51215 | DPL NORTH | AGGREGATE | DPL | 45565811 | MOTIVA | 138 KV | LOAD | LOAD
51215 | DPL NORTH | AGGREGATE | DPL | 48933959 | MTPLEASN | 138 KV | T1LOAD | LOAD
51215 | DPL NORTH | AGGREGATE | DPL | 78711721 | MTPLEASN | 138 KV | T2LOAD | LOAD
51215 | DPL NORTH | AGGREGATE | DPL | 38367795 | NAAMANS | 69 KV | AIRCO | LOAD
51215 | DPL NORTH | AGGREGATE | DPL | 38367791 | NAAMANS | 69 KV | T1 | LOAD
51215 | DPL NORTH | AGGREGATE | DPL | 38367793 | NAAMANS | 69 KV | T2 | LOAD
51215 | DPL NORTH | AGGREGATE | DPL | 98369897 | NEWCASTL | 138 KV | 13803 | LOAD
51215 | DPL NORTH | AGGREGATE | DPL | 49977 | NEWCASTL | 69 KV | LOADT1 | LOAD
51215 | DPL NORTH | AGGREGATE | DPL | 49978 | NEWCASTL | 69 KV | LOADT2 | LOAD
51215 | DPL NORTH | AGGREGATE | DPL | 49979 | NEWCASTL | 69 KV | LOADT3 | LOAD
51215 | DPL NORTH | AGGREGATE | DPL | 31020621 | REDLION | 138 KV | T1 | LOAD
51215 | DPL NORTH | AGGREGATE | DPL | 510431 | REYBOLD | 138 KV | T1 | LOAD
51215 | DPL NORTH | AGGREGATE | DPL | 510432 | REYBOLD | 138 KV | T2 | LOAD
51215 | DPL NORTH | AGGREGATE | DPL | 38367799 | SILVERBR | 138 KV | T2 | LOAD
51215 | DPL NORTH | AGGREGATE | DPL | 38367801 | SILVERBR | 138 KV | T3 | LOAD
51215 | DPL NORTH | AGGREGATE | DPL | 38367803 | SILVERSI | 69 KV | T1 | LOAD
51215 | DPL NORTH | AGGREGATE | DPL | 38367805 | SILVERSI | 69 KV | T2 | LOAD
51215 | DPL NORTH | AGGREGATE | DPL | 38367807 | SILVERSI | 69 KV | T3 | LOAD
51215 | DPL NORTH | AGGREGATE | DPL | 510434 | SUNSETLA | 138 KV | T1 | LOAD
51215 | DPL NORTH | AGGREGATE | DPL | 41935401 | SUNSETLA | 138 KV | T2 | LOAD
51215 | DPL NORTH | AGGREGATE | DPL | 45565813 | SUNSETLA | 138 KV | T3 | LOAD
51215 | DPL NORTH | AGGREGATE | DPL | 50028 | TOWNSEND | 138 KV | ONE | LOAD
51215 | DPL NORTH | AGGREGATE | DPL | 21601656 | WESTDPL | 12 KV | T1 LOAD | LOAD
51215 | DPL NORTH | AGGREGATE | DPL | 21601657 | WESTDPL | 12 KV | T3 LOAD | LOAD
51215 | DPL NORTH | AGGREGATE | DPL | 21601654 | WESTDPL | 69 KV | LOAD2 | LOAD
51215 | DPL NORTH | AGGREGATE | DPL | 21601655 | WESTDPL | 69 KV | LOAD5 | LOAD
51215 | DPL NORTH | AGGREGATE | DPL | 38367815 | WWILMING | 138 KV | T1 | LOAD
51215 | DPL NORTH | AGGREGATE | DPL | 38367813 | WWILMING | 138 KV | T2 | LOAD
51216 | DPL SOUTH | AGGREGATE | DPL | 49858 | AIREY | 69 KV | AIREY | LOAD
51216 | DPL SOUTH | AGGREGATE | DPL | 10700750 | BELLEHAV | 12 KV | LOAD | LOAD
51216 | DPL SOUTH | AGGREGATE | DPL | 49864 | BERLINDP | 69 KV | BERLIN | LOAD
51216 | DPL SOUTH | AGGREGATE | DPL | 93353415 | BETHANY | 138 KV | LOAD | LOAD
51216 | DPL SOUTH | AGGREGATE | DPL | 49866 | BETHANY | 69 KV | LOAD2 | LOAD
51216 | DPL SOUTH | AGGREGATE | DPL | 49867 | BETHANY | 69 KV | LOAD35 | LOAD
51216 | DPL SOUTH | AGGREGATE | DPL | 1067158356 | BISHOP | 138 KV | T1 LOAD | LOAD
51216 | DPL SOUTH | AGGREGATE | DPL | 83734317 | BLOOMFLD | 69 KV | LOAD | LOAD
51216 | DPL SOUTH | AGGREGATE | DPL | 83734319 | BOZMAN | 69 KV | LOAD | LOAD
51216 | DPL SOUTH | AGGREGATE | DPL | 49868 | BRIDGEVI | 69 KV | LOADT1 | LOAD
51216 | DPL SOUTH | AGGREGATE | DPL | 49870 | CAMBRIDG | 69 KV | LOADT3 | LOAD
51216 | DPL SOUTH | AGGREGATE | DPL | 49871 | CAMBRIDG | 69 KV | LOADT4 | LOAD
51216 | DPL SOUTH | AGGREGATE | DPL | 49878 | CHESTERT | 69 KV | 2246LD | LOAD
51216 | DPL SOUTH | AGGREGATE | DPL | 2156113648 | CHESTERT | 69 KV | T1_LOAD | LOAD
51216 | DPL SOUTH | AGGREGATE | DPL | 38367759 | CHESWOLD | 138 KV | T3 | LOAD
51216 | DPL SOUTH | AGGREGATE | DPL | 49880 | CHINCOTE | 69 KV | LOADT1 | LOAD
51216 | DPL SOUTH | AGGREGATE | DPL | 49881 | CHINCOTE | 69 KV | LOADT2 | LOAD
51216 | DPL SOUTH | AGGREGATE | DPL | 49887 | CHURCH | 69 KV | T3 | LOAD
51216 | DPL SOUTH | AGGREGATE | DPL | 49888 | CHURCH | 69 KV | T4 | LOAD
51216 | DPL SOUTH | AGGREGATE | DPL | 98369891 | CLAYTON | 138 KV | LDSMY | LOAD
51216 | DPL SOUTH | AGGREGATE | DPL | 49890 | CLAYTON | 138 KV | LOADT1 | LOAD
51216 | DPL SOUTH | AGGREGATE | DPL | 49891 | CLAYTON | 138 KV | LOADT2 | LOAD
51216 | DPL SOUTH | AGGREGATE | DPL | 87901505 | CONAWAY | 138 KV | T1 | LOAD
51216 | DPL SOUTH | AGGREGATE | DPL | 49896 | CONCRDDP | 69 KV | CONCRD | LOAD
51216 | DPL SOUTH | AGGREGATE | DPL | 659761 | COSTEN | 138 KV | COSTEN | LOAD
51216 | DPL SOUTH | AGGREGATE | DPL | 49898 | CRISFIE | 12 KV | LOAD12 | LOAD
51216 | DPL SOUTH | AGGREGATE | DPL | 49899 | CRISFIE | 25 KV | LOAD25 | LOAD
51216 | DPL SOUTH | AGGREGATE | DPL | 49900 | CULVER | 69 KV | CULVER | LOAD
51216 | DPL SOUTH | AGGREGATE | DPL | 10700752 | DUPSEAFD | 12 KV | PP1A | LOAD
51216 | DPL SOUTH | AGGREGATE | DPL | 10700753 | DUPSEAFD | 12 KV | PP2B | LOAD
51216 | DPL SOUTH | AGGREGATE | DPL | 49908 | EASTVILL | 69 KV | EASTVL | LOAD
51216 | DPL SOUTH | AGGREGATE | DPL | 49911 | EDGEWDPL | 69 KV | EDGEWD | LOAD
51216 | DPL SOUTH | AGGREGATE | DPL | 49912 | EMUNI | 69 KV | E-MUNI | LOAD
51216 | DPL SOUTH | AGGREGATE | DPL | 2156112385 | ENEWMARK | 69 KV | T1 | LOAD
51216 | DPL SOUTH | AGGREGATE | DPL | 49914 | ENEWMKTR | 69 KV | ENMKTR | LOAD
51216 | DPL SOUTH | AGGREGATE | DPL | 112585947 | FARMVIEW | 138 KV | LOAD1 | LOAD
51216 | DPL SOUTH | AGGREGATE | DPL | 21601648 | FELTON | 25 KV | LOAD1 | LOAD
51216 | DPL SOUTH | AGGREGATE | DPL | 49916 | FIVEPTS | 69 KV | LOADT1 | LOAD
51216 | DPL SOUTH | AGGREGATE | DPL | 49917 | FIVEPTS | 69 KV | LOADT2 | LOAD
51216 | DPL SOUTH | AGGREGATE | DPL | 49918 | FRANKFOR | 138 KV | FRANK | LOAD
51216 | DPL SOUTH | AGGREGATE | DPL | 49919 | FRUITLAN | 69 KV | LOADT1 | LOAD
51216 | DPL SOUTH | AGGREGATE | DPL | 49920 | FRUITLAN | 69 KV | LOADT2 | LOAD
51216 | DPL SOUTH | AGGREGATE | DPL | 49922 | GREENBUS | 69 KV | GRNBSH | LOAD
51216 | DPL SOUTH | AGGREGATE | DPL | 98369893 | GRSNVILL | 69 KV | T1 | LOAD
51216 | DPL SOUTH | AGGREGATE | DPL | 98369895 | GRSNVILL | 69 KV | T2 | LOAD
51216 | DPL SOUTH | AGGREGATE | DPL | 49925 | HALLWOOD | 69 KV | HALLWD | LOAD
51216 | DPL SOUTH | AGGREGATE | DPL | 49926 | HARBESON | 69 KV | HARBT1 | LOAD
51216 | DPL SOUTH | AGGREGATE | DPL | 49927 | HARBESON | 69 KV | HARBT2 | LOAD
51216 | DPL SOUTH | AGGREGATE | DPL | 49929 | HARRTN | 69 KV | T1 | LOAD
51216 | DPL SOUTH | AGGREGATE | DPL | 49930 | HARRTN | 69 KV | T2 | LOAD
51216 | DPL SOUTH | AGGREGATE | DPL | 49931 | HARRTN | 69 KV | VERNON | LOAD
51216 | DPL SOUTH | AGGREGATE | DPL | 49933 | HILLSBRO | 138 KV | HLSBRO | LOAD
51216 | DPL SOUTH | AGGREGATE | DPL | 49935 | IBCORN | 69 KV | IBCORN | LOAD
51216 | DPL SOUTH | AGGREGATE | DPL | 49938 | JACKTOWN | 69 KV | JACTWN | LOAD
51216 | DPL SOUTH | AGGREGATE | DPL | 49939 | JONES | 138 KV | JONES | LOAD
51216 | DPL SOUTH | AGGREGATE | DPL | 49951 | KENNEDYV | 69 KV | KNDYVL | LOAD
51216 | DPL SOUTH | AGGREGATE | DPL | 1775809606 | KENNEY | 24 KV | T1 | LOAD
51216 | DPL SOUTH | AGGREGATE | DPL | 1775809607 | KENNEY | 24 KV | T2 | LOAD
51216 | DPL SOUTH | AGGREGATE | DPL | 1067158475 | KENT | 69 KV | DEC LOAD | LOAD
51216 | DPL SOUTH | AGGREGATE | DPL | 49945 | KENT | 69 KV | T1 | LOAD
51216 | DPL SOUTH | AGGREGATE | DPL | 49946 | KENT | 69 KV | T2 | LOAD
51216 | DPL SOUTH | AGGREGATE | DPL | 659762 | KINGSCRK | 138 KV | LOADT1 | LOAD
51216 | DPL SOUTH | AGGREGATE | DPL | 659763 | KINGSCRK | 138 KV | LOADT2 | LOAD
51216 | DPL SOUTH | AGGREGATE | DPL | 49950 | KINGSTON | 69 KV | KNGSTN | LOAD
51216 | DPL SOUTH | AGGREGATE | DPL | 1218902532 | KRATZ | 69 KV | KRATZ | LOAD
51216 | DPL SOUTH | AGGREGATE | DPL | 49952 | LANKREA | 69 KV | LANK | LOAD
51216 | DPL SOUTH | AGGREGATE | DPL | 49953 | LAURELDP | 69 KV | LOADT1 | LOAD
51216 | DPL SOUTH | AGGREGATE | DPL | 49954 | LAURELDP | 69 KV | LOADT2 | LOAD
51216 | DPL SOUTH | AGGREGATE | DPL | 49955 | LEWESREA | 69 KV | LEWES | LOAD
51216 | DPL SOUTH | AGGREGATE | DPL | 49956 | LONGWOOD | 69 KV | LONGWD | LOAD
51216 | DPL SOUTH | AGGREGATE | DPL | 49957 | LORETTO | 69 KV | PRNCSS | LOAD
51216 | DPL SOUTH | AGGREGATE | DPL | 49958 | LYNCH | 69 KV | T1 | LOAD
51216 | DPL SOUTH | AGGREGATE | DPL | 49960 | MARDELA | 69 KV | MARREA | LOAD
51216 | DPL SOUTH | AGGREGATE | DPL | 49961 | MARIDEL | 69 KV | LOADT1 | LOAD
51216 | DPL SOUTH | AGGREGATE | DPL | 49962 | MARIDEL | 69 KV | LOADT2 | LOAD
51216 | DPL SOUTH | AGGREGATE | DPL | 49964 | MASSEY | 69 KV | MASSEY | LOAD
51216 | DPL SOUTH | AGGREGATE | DPL | 49963 | MASSEYRE | 69 KV | MASREA | LOAD
51216 | DPL SOUTH | AGGREGATE | DPL | 49966 | MILFORD | 138 KV | 13702 | LOAD
51216 | DPL SOUTH | AGGREGATE | DPL | 49968 | MILFORD | 138 KV | LOADT2 | LOAD
51216 | DPL SOUTH | AGGREGATE | DPL | 49969 | MILSBORO | 69 KV | LOADT1 | LOAD
51216 | DPL SOUTH | AGGREGATE | DPL | 49970 | MILSBORO | 69 KV | LOADT2 | LOAD
51216 | DPL SOUTH | AGGREGATE | DPL | 49972 | MTHERMON | 69 KV | LOADT1 | LOAD
51216 | DPL SOUTH | AGGREGATE | DPL | 49973 | MTHERMON | 69 KV | LOADT2 | LOAD
51216 | DPL SOUTH | AGGREGATE | DPL | 49974 | MTOLIVE | 69 KV | MT-OLV | LOAD
51216 | DPL SOUTH | AGGREGATE | DPL | 49981 | NELSON | 138 KV | LOADT2 | LOAD
51216 | DPL SOUTH | AGGREGATE | DPL | 49982 | NELSON | 138 KV | LOADT3 | LOAD
51216 | DPL SOUTH | AGGREGATE | DPL | 49983 | NEWHOPE | 69 KV | N-HOPE | LOAD
51216 | DPL SOUTH | AGGREGATE | DPL | 49984 | NEWMERED | 69 KV | N-MERD | LOAD
51216 | DPL SOUTH | AGGREGATE | DPL | 49985 | NORTHST | 69 KV | ONE | LOAD
51216 | DPL SOUTH | AGGREGATE | DPL | 49986 | NSALISBU | 69 KV | LOADT1 | LOAD
51216 | DPL SOUTH | AGGREGATE | DPL | 49987 | NSALISBU | 69 KV | LOADT2 | LOAD
51216 | DPL SOUTH | AGGREGATE | DPL | 49990 | NSEAFORD | 69 KV | LOADT3 | LOAD
51216 | DPL SOUTH | AGGREGATE | DPL | 38367797 | OAKHALL | 25 KV | T1 | LOAD
51216 | DPL SOUTH | AGGREGATE | DPL | 49993 | OCEANBAY | 138 KV | LOADT1 | LOAD
51216 | DPL SOUTH | AGGREGATE | DPL | 49994 | OCEANBAY | 138 KV | LOADT2 | LOAD
51216 | DPL SOUTH | AGGREGATE | DPL | 49995 | OCEANCTY | 69 KV | LOADT1 | LOAD
51216 | DPL SOUTH | AGGREGATE | DPL | 49996 | OCEANCTY | 69 KV | LOADT2 | LOAD
51216 | DPL SOUTH | AGGREGATE | DPL | 49997 | OCEANPIN | 69 KV | OCNPIN | LOAD
51216 | DPL SOUTH | AGGREGATE | DPL | 32947121 | OILCITY | 138 KV | LOAD1 | LOAD
51216 | DPL SOUTH | AGGREGATE | DPL | 21601651 | OMAR | 138 KV | LOAD1 | LOAD
51216 | DPL SOUTH | AGGREGATE | DPL | 5021042 | PEMBERTO | 69 KV | T-1 | LOAD
51216 | DPL SOUTH | AGGREGATE | DPL | 49998 | PEPPER | 69 KV | PEPPER | LOAD
51216 | DPL SOUTH | AGGREGATE | DPL | 21601652 | PERDUE | 69 KV | LOAD1 | LOAD
51216 | DPL SOUTH | AGGREGATE | DPL | 49999 | PINE ST | 69 KV | SEACTY | LOAD
51216 | DPL SOUTH | AGGREGATE | DPL | 659764 | POCOMOKE | 138 KV | LOAD1 | LOAD
51216 | DPL SOUTH | AGGREGATE | DPL | 659765 | POCOMOKE | 138 KV | LOAD2 | LOAD
51216 | DPL SOUTH | AGGREGATE | DPL | 50002 | PRESTON | 69 KV | PRSTON | LOAD
51216 | DPL SOUTH | AGGREGATE | DPL | 57967517 | PRICE | 69 KV | PRICE T1 | LOAD
51216 | DPL SOUTH | AGGREGATE | DPL | 50003 | REHOBOTH | 69 KV | REHT1 | LOAD
51216 | DPL SOUTH | AGGREGATE | DPL | 50004 | REHOBOTH | 69 KV | REHT2 | LOAD
51216 | DPL SOUTH | AGGREGATE | DPL | 50007 | ROBINS | 138 KV | ANGOLA | LOAD
51216 | DPL SOUTH | AGGREGATE | DPL | 123900919 | ROCKWLKN | 69 KV | LOAD1 | LOAD
51216 | DPL SOUTH | AGGREGATE | DPL | 1084380610 | ROXANA | 138 KV | DEC1 | LOAD
51216 | DPL SOUTH | AGGREGATE | DPL | 83734325 | ROYOAK | 69 KV | LOAD | LOAD
51216 | DPL SOUTH | AGGREGATE | DPL | 50008 | SHARP | 69 KV | SHARP | LOAD
51216 | DPL SOUTH | AGGREGATE | DPL | 50009 | SHORT | 69 KV | SHORT | LOAD
51216 | DPL SOUTH | AGGREGATE | DPL | 98369899 | SIGNPOST | 69 KV | LOAD | LOAD
51216 | DPL SOUTH | AGGREGATE | DPL | 50012 | SINPUX | 69 KV | SINPUX | LOAD
51216 | DPL SOUTH | AGGREGATE | DPL | 50013 | ST138 | 138 KV | LOADT1 | LOAD
51216 | DPL SOUTH | AGGREGATE | DPL | 50014 | ST138 | 138 KV | LOADT2 | LOAD
51216 | DPL SOUTH | AGGREGATE | DPL | 38367809 | STEELE | 138 KV | T3 | LOAD
51216 | DPL SOUTH | AGGREGATE | DPL | 98369901 | STVNSVIL | 69 KV | T1 | LOAD
51216 | DPL SOUTH | AGGREGATE | DPL | 98369903 | STVNSVIL | 69 KV | T2 | LOAD
51216 | DPL SOUTH | AGGREGATE | DPL | 50017 | SUSSEX | 69 KV | LOADT1 | LOAD
51216 | DPL SOUTH | AGGREGATE | DPL | 50018 | SUSSEX | 69 KV | LOADT2 | LOAD
51216 | DPL SOUTH | AGGREGATE | DPL | 50019 | TALBOT | 69 KV | TALBOT | LOAD
51216 | DPL SOUTH | AGGREGATE | DPL | 50020 | TANYARD | 69 KV | TANYRD | LOAD
51216 | DPL SOUTH | AGGREGATE | DPL | 50022 | TASLEY | 69 KV | LOADT1 | LOAD
51216 | DPL SOUTH | AGGREGATE | DPL | 50023 | TASLEY | 69 KV | LOADT4 | LOAD
51216 | DPL SOUTH | AGGREGATE | DPL | 50024 | TAYLOR | 69 KV | TAYLOR | LOAD
51216 | DPL SOUTH | AGGREGATE | DPL | 1379254252 | TODD | 25 KV | LOAD_T1 | LOAD
51216 | DPL SOUTH | AGGREGATE | DPL | 10700757 | TODD | 25 KV | LOADT2 | LOAD
51216 | DPL SOUTH | AGGREGATE | DPL | 57967519 | TODD | 69 KV | ALLENREA | LOAD
51216 | DPL SOUTH | AGGREGATE | DPL | 50027 | TODD | 69 KV | LOADT3 | LOAD
51216 | DPL SOUTH | AGGREGATE | DPL | 50029 | TRAPPETP | 69 KV | TRAPPE | LOAD
51216 | DPL SOUTH | AGGREGATE | DPL | 50031 | VAUGHN | 69 KV | VAUGHN | LOAD
51216 | DPL SOUTH | AGGREGATE | DPL | 50033 | WALLOPS | 69 KV | WALOPS | LOAD
51216 | DPL SOUTH | AGGREGATE | DPL | 50034 | WALSTON | 69 KV | WALSTN | LOAD
51216 | DPL SOUTH | AGGREGATE | DPL | 50036 | WATTSVIL | 69 KV | LOADT1 | LOAD
51216 | DPL SOUTH | AGGREGATE | DPL | 50037 | WATTSVIL | 69 KV | LOADT2 | LOAD
51216 | DPL SOUTH | AGGREGATE | DPL | 50038 | WCAMBRID | 69 KV | W-CAMB | LOAD
51216 | DPL SOUTH | AGGREGATE | DPL | 65732119 | WELLS | 69 KV | WELLSLD | LOAD
51216 | DPL SOUTH | AGGREGATE | DPL | 50041 | WORCESTE | 69 KV | LOADT1 | LOAD
51216 | DPL SOUTH | AGGREGATE | DPL | 50040 | WORCESTE | 69 KV | LOADT2 | LOAD
51216 | DPL SOUTH | AGGREGATE | DPL | 50039 | WOVERDPL | 69 KV | WSTOVR | LOAD
51216 | DPL SOUTH | AGGREGATE | DPL | 50043 | WYEMILLS | 69 KV | LOADT2 | LOAD
93154 | DPL_ODEC | AGGREGATE | DPL | 49858 | AIREY | 69 KV | AIREY | LOAD
93154 | DPL_ODEC | AGGREGATE | DPL | 1067158346 | BAYLY | 69 KV | BAYLY | LOAD
93154 | DPL_ODEC | AGGREGATE | DPL | 10700750 | BELLEHAV | 12 KV | LOAD | LOAD
93154 | DPL_ODEC | AGGREGATE | DPL | 49867 | BETHANY | 69 KV | LOAD35 | LOAD
93154 | DPL_ODEC | AGGREGATE | DPL | 83734317 | BLOOMFLD | 69 KV | LOAD | LOAD
93154 | DPL_ODEC | AGGREGATE | DPL | 49880 | CHINCOTE | 69 KV | LOADT1 | LOAD
93154 | DPL_ODEC | AGGREGATE | DPL | 49881 | CHINCOTE | 69 KV | LOADT2 | LOAD
93154 | DPL_ODEC | AGGREGATE | DPL | 49888 | CHURCH | 69 KV | T4 | LOAD
93154 | DPL_ODEC | AGGREGATE | DPL | 1165468785 | CLOUGH | 69 KV | LOAD | LOAD
93154 | DPL_ODEC | AGGREGATE | DPL | 87901505 | CONAWAY | 138 KV | T1 | LOAD
93154 | DPL_ODEC | AGGREGATE | DPL | 49896 | CONCRDDP | 69 KV | CONCRD | LOAD
93154 | DPL_ODEC | AGGREGATE | DPL | 1207062540 | CONCRDDP | 69 KV | CONCRD1 | LOAD
93154 | DPL_ODEC | AGGREGATE | DPL | 659761 | COSTEN | 138 KV | COSTEN | LOAD
93154 | DPL_ODEC | AGGREGATE | DPL | 49908 | EASTVILL | 69 KV | EASTVL | LOAD
93154 | DPL_ODEC | AGGREGATE | DPL | 49911 | EDGEWDPL | 69 KV | EDGEWD | LOAD
93154 | DPL_ODEC | AGGREGATE | DPL | 49914 | ENEWMKTR | 69 KV | ENMKTR | LOAD
93154 | DPL_ODEC | AGGREGATE | DPL | 1165468783 | GRACEST | 69 KV | T1 LOAD | LOAD
93154 | DPL_ODEC | AGGREGATE | DPL | 1165468784 | GRACEST | 69 KV | T2 LOAD | LOAD
93154 | DPL_ODEC | AGGREGATE | DPL | 49922 | GREENBUS | 69 KV | GRNBSH | LOAD
93154 | DPL_ODEC | AGGREGATE | DPL | 49925 | HALLWOOD | 69 KV | HALLWD | LOAD
93154 | DPL_ODEC | AGGREGATE | DPL | 49931 | HARRTN | 69 KV | VERNON | LOAD
93154 | DPL_ODEC | AGGREGATE | DPL | 49933 | HILLSBRO | 138 KV | HLSBRO | LOAD
93154 | DPL_ODEC | AGGREGATE | DPL | 49935 | IBCORN | 69 KV | IBCORN | LOAD
93154 | DPL_ODEC | AGGREGATE | DPL | 49939 | JONES | 138 KV | JONES | LOAD
93154 | DPL_ODEC | AGGREGATE | DPL | 1207062606 | KELLAM | 69 KV | T1 LOAD | LOAD
93154 | DPL_ODEC | AGGREGATE | DPL | 1207062605 | KELLAM | 69 KV | T2 LOAD | LOAD
93154 | DPL_ODEC | AGGREGATE | DPL | 49951 | KENNEDYV | 69 KV | KNDYVL | LOAD
93154 | DPL_ODEC | AGGREGATE | DPL | 1067158475 | KENT | 69 KV | DEC LOAD | LOAD
93154 | DPL_ODEC | AGGREGATE | DPL | 49950 | KINGSTON | 69 KV | KNGSTN | LOAD
93154 | DPL_ODEC | AGGREGATE | DPL | 1218902532 | KRATZ | 69 KV | KRATZ | LOAD
93154 | DPL_ODEC | AGGREGATE | DPL | 49952 | LANKREA | 69 KV | LANK | LOAD
93154 | DPL_ODEC | AGGREGATE | DPL | 49956 | LONGWOOD | 69 KV | LONGWD | LOAD
93154 | DPL_ODEC | AGGREGATE | DPL | 49957 | LORETTO | 69 KV | PRNCSS | LOAD
93154 | DPL_ODEC | AGGREGATE | DPL | 49960 | MARDELA | 69 KV | MARREA | LOAD
93154 | DPL_ODEC | AGGREGATE | DPL | 49963 | MASSEYRE | 69 KV | MASREA | LOAD
93154 | DPL_ODEC | AGGREGATE | DPL | 49968 | MILFORD | 138 KV | LOADT2 | LOAD
93154 | DPL_ODEC | AGGREGATE | DPL | 49974 | MTOLIVE | 69 KV | MT-OLV | LOAD
93154 | DPL_ODEC | AGGREGATE | DPL | 49983 | NEWHOPE | 69 KV | N-HOPE | LOAD
93154 | DPL_ODEC | AGGREGATE | DPL | 49984 | NEWMERED | 69 KV | N-MERD | LOAD
93154 | DPL_ODEC | AGGREGATE | DPL | 38367797 | OAKHALL | 25 KV | T1 | LOAD
93154 | DPL_ODEC | AGGREGATE | DPL | 49997 | OCEANPIN | 69 KV | OCNPIN | LOAD
93154 | DPL_ODEC | AGGREGATE | DPL | 32947121 | OILCITY | 138 KV | LOAD1 | LOAD
93154 | DPL_ODEC | AGGREGATE | DPL | 21601651 | OMAR | 138 KV | LOAD1 | LOAD
93154 | DPL_ODEC | AGGREGATE | DPL | 49998 | PEPPER | 69 KV | PEPPER | LOAD
93154 | DPL_ODEC | AGGREGATE | DPL | 21601652 | PERDUE | 69 KV | LOAD1 | LOAD
93154 | DPL_ODEC | AGGREGATE | DPL | 50007 | ROBINS | 138 KV | ANGOLA | LOAD
93154 | DPL_ODEC | AGGREGATE | DPL | 1207062689 | ROBINS | 138 KV | T1 LOAD | LOAD
93154 | DPL_ODEC | AGGREGATE | DPL | 123900919 | ROCKWLKN | 69 KV | LOAD1 | LOAD
93154 | DPL_ODEC | AGGREGATE | DPL | 1084380610 | ROXANA | 138 KV | DEC1 | LOAD
93154 | DPL_ODEC | AGGREGATE | DPL | 83734325 | ROYOAK | 69 KV | LOAD | LOAD
93154 | DPL_ODEC | AGGREGATE | DPL | 50009 | SHORT | 69 KV | SHORT | LOAD
93154 | DPL_ODEC | AGGREGATE | DPL | 98369899 | SIGNPOST | 69 KV | LOAD | LOAD
93154 | DPL_ODEC | AGGREGATE | DPL | 50012 | SINPUX | 69 KV | SINPUX | LOAD
93154 | DPL_ODEC | AGGREGATE | DPL | 38367809 | STEELE | 138 KV | T3 | LOAD
93154 | DPL_ODEC | AGGREGATE | DPL | 50019 | TALBOT | 69 KV | TALBOT | LOAD
93154 | DPL_ODEC | AGGREGATE | DPL | 50020 | TANYARD | 69 KV | TANYRD | LOAD
93154 | DPL_ODEC | AGGREGATE | DPL | 50022 | TASLEY | 69 KV | LOADT1 | LOAD
93154 | DPL_ODEC | AGGREGATE | DPL | 50023 | TASLEY | 69 KV | LOADT4 | LOAD
93154 | DPL_ODEC | AGGREGATE | DPL | 50024 | TAYLOR | 69 KV | TAYLOR | LOAD
93154 | DPL_ODEC | AGGREGATE | DPL | 57967519 | TODD | 69 KV | ALLENREA | LOAD
93154 | DPL_ODEC | AGGREGATE | DPL | 50031 | VAUGHN | 69 KV | VAUGHN | LOAD
93154 | DPL_ODEC | AGGREGATE | DPL | 50033 | WALLOPS | 69 KV | WALOPS | LOAD
93154 | DPL_ODEC | AGGREGATE | DPL | 50034 | WALSTON | 69 KV | WALSTN | LOAD
93154 | DPL_ODEC | AGGREGATE | DPL | 50036 | WATTSVIL | 69 KV | LOADT1 | LOAD
93154 | DPL_ODEC | AGGREGATE | DPL | 50037 | WATTSVIL | 69 KV | LOADT2 | LOAD
93154 | DPL_ODEC | AGGREGATE | DPL | 21601653 | WEIRWDTP | 69 KV | LOAD1 | LOAD
93154 | DPL_ODEC | AGGREGATE | DPL | 65732119 | WELLS | 69 KV | WELLSLD | LOAD
93154 | DPL_ODEC | AGGREGATE | DPL | 50040 | WORCESTE | 69 KV | LOADT2 | LOAD
93154 | DPL_ODEC | AGGREGATE | DPL | 50039 | WOVERDPL | 69 KV | WSTOVR | LOAD
33138783 | DRESDEN 2-3 | AGGREGATE | COMED | 32417545 | 12 DRESD | 18 KV | DR-2 | GEN
33138783 | DRESDEN 2-3 | AGGREGATE | COMED | 32417547 | 12 DRESD | 18 KV | DR-3 | GEN
135681231 | DRESDEN CC | AGGREGATE | AEP | 123901525 | DRESDEN | 18 KV | CT1 | GEN
135681231 | DRESDEN CC | AGGREGATE | AEP | 123901523 | DRESDEN | 18 KV | CT2 | GEN
135681231 | DRESDEN CC | AGGREGATE | AEP | 123901521 | DRESDEN | 18 KV | STM1 | GEN
35079883 | DUMONT - OLIVE | AGGREGATE | AEP | 34508787 | DUMONT2 | EHV | LMP | EHV
35079883 | DUMONT - OLIVE | AGGREGATE | AEP | 1348254187 | OLIVE | 12 KV | T4 | LOAD
32661123 | DUNCANNON | AGGREGATE | PPL | 2156113045 | JUNIATA | 69 KV | BUS1_LD | LOAD
11855104 | EAGLE POINT | AGGREGATE | PSEG | 50478 | EAGLEGEN | 13 KV | EGLE#1 | GEN
11855104 | EAGLE POINT | AGGREGATE | PSEG | 50479 | EAGLEGEN | 13 KV | EGLE#2 | GEN
11855104 | EAGLE POINT | AGGREGATE | PSEG | 50480 | EAGLEGEN | 13 KV | EGLE#3 | GEN
113741 | EAGLEGEN | AGGREGATE | PSEG | 50478 | EAGLEGEN | 13 KV | EGLE#1 | GEN
113741 | EAGLEGEN | AGGREGATE | PSEG | 50479 | EAGLEGEN | 13 KV | EGLE#2 | GEN
113741 | EAGLEGEN | AGGREGATE | PSEG | 50480 | EAGLEGEN | 13 KV | EGLE#3 | GEN
50492353 | EAST BEND 2 | AGGREGATE | DEOK | 123901539 | EBEND | 20 KV | EB2_D | GEN
51218 | EASTON | AGGREGATE | DPL | 49912 | EMUNI | 69 KV | E-MUNI | LOAD
51219 | ECRRF | AGGREGATE | PSEG | 50404 | ECRRF | 13 KV | ECRF#1 | GEN
51219 | ECRRF | AGGREGATE | PSEG | 50405 | ECRRF | 13 KV | ECRF#2 | GEN
130204741 | EKPC-DEOK LOAD | AGGREGATE | DEOK | 119117853 | DOWNING | 69 KV | BK1 | LOAD
130204741 | EKPC-DEOK LOAD | AGGREGATE | DEOK | 119117855 | DOWNING | 69 KV | BK2 | LOAD
130204741 | EKPC-DEOK LOAD | AGGREGATE | DEOK | 119117621 | EK_SMITH | 69 KV | LD1 | LOAD
130204741 | EKPC-DEOK LOAD | AGGREGATE | DEOK | 119117623 | EK_SMITH | 69 KV | LD2 | LOAD
33138785 | ELGIN EC 1-4 | AGGREGATE | COMED | 32417791 | 960 ELGI | 13.5 KV | EE-1 | GEN
33138785 | ELGIN EC 1-4 | AGGREGATE | COMED | 32417793 | 960 ELGI | 13.5 KV | EE-2 | GEN
33138785 | ELGIN EC 1-4 | AGGREGATE | COMED | 32417795 | 960 ELGI | 13.5 KV | EE-3 | GEN
33138785 | ELGIN EC 1-4 | AGGREGATE | COMED | 32417797 | 960 ELGI | 13.5 KV | EE-4 | GEN
33138765 | ELGIN EC3 | AGGREGATE | COMED | 32417795 | 960 ELGI | 13.5 KV | EE-3 | GEN
54904983 | ELIZABETHTOWN | AGGREGATE | DOM | 1318146359 | WEATHRSP | 115 KV | IC01 | EXT
51220 | EPHRATA | AGGREGATE | PPL | 2156114548 | SAKRON | 69 KV | T1_LD | LOAD
51221 | FAIRLAWN | AGGREGATE | PSEG | 119117419 | FAIRLAWN | 26 KV | 26KV-3 | LOAD
116013749 | FE GEN | AGGREGATE | ATSI | 98370477 | DAVISBES | 25 KV | DB10 | GEN
116013749 | FE GEN | AGGREGATE | ATSI | 87901631 | PERRY_FE | 22 KV | PR10 | GEN
115944303 | FE OHIO | AGGREGATE | ATSI | 93353477 | 02ANGOLA | 138 KV | TR1 | LOAD
115944303 | FE OHIO | AGGREGATE | ATSI | 93353479 | 02ANGOLA | 138 KV | TR2 | LOAD
115944303 | FE OHIO | AGGREGATE | ATSI | 98369977 | 02ARMCO | 138 KV | TR1 | LOAD
115944303 | FE OHIO | AGGREGATE | ATSI | 98369979 | 02ARMCO | 138 KV | TR2 | LOAD
115944303 | FE OHIO | AGGREGATE | ATSI | 98369981 | 02ARMCO | 138 KV | TR3 | LOAD
115944303 | FE OHIO | AGGREGATE | ATSI | 98369983 | 02ARMCO | 138 KV | TR4 | LOAD
115944303 | FE OHIO | AGGREGATE | ATSI | 93353485 | 02AYERSV | 138 KV | TR1 | LOAD
115944303 | FE OHIO | AGGREGATE | ATSI | 93353487 | 02BRUSH | 138 KV | TR1 | LOAD
115944303 | FE OHIO | AGGREGATE | ATSI | 98369987 | 02BRWELL | 138 KV | TR1 | LOAD
115944303 | FE OHIO | AGGREGATE | ATSI | 98369991 | 02BWAK | 138 KV | TR2 | LOAD
115944303 | FE OHIO | AGGREGATE | ATSI | 98369993 | 02CARDNT | 69 KV | TR1 | LOAD
115944303 | FE OHIO | AGGREGATE | ATSI | 1067163868 | 02CLINTN | 11 KV | TR1 | LOAD
115944303 | FE OHIO | AGGREGATE | ATSI | 1067163869 | 02CLINTN | 11 KV | TR2 | LOAD
115944303 | FE OHIO | AGGREGATE | ATSI | 1067163870 | 02CLINTN | 11 KV | TR3 | LOAD
115944303 | FE OHIO | AGGREGATE | ATSI | 93353495 | 02CLINTN | 138 KV | TR71 | LOAD
115944303 | FE OHIO | AGGREGATE | ATSI | 93353497 | 02CLINTN | 138 KV | TR72 | LOAD
115944303 | FE OHIO | AGGREGATE | ATSI | 98370383 | 02COLLIN | 138 KV | TR1 | LOAD
115944303 | FE OHIO | AGGREGATE | ATSI | 98369995 | 02CORTLD | 138 KV | TR1 | LOAD
115944303 | FE OHIO | AGGREGATE | ATSI | 93353499 | 02CRESTW | 138 KV | TR71 | LOAD
115944303 | FE OHIO | AGGREGATE | ATSI | 93353501 | 02CRESTW | 138 KV | TR72 | LOAD
115944303 | FE OHIO | AGGREGATE | ATSI | 93353503 | 02CRYSTL | 138 KV | TR71 | LOAD
115944303 | FE OHIO | AGGREGATE | ATSI | 93353505 | 02DARWIN | 138 KV | TR71 | LOAD
115944303 | FE OHIO | AGGREGATE | ATSI | 93353507 | 02DAWSON | 138 KV | TR1 | LOAD
115944303 | FE OHIO | AGGREGATE | ATSI | 93353509 | 02DAWSON | 138 KV | TR3 | LOAD
115944303 | FE OHIO | AGGREGATE | ATSI | 93353511 | 02DECANT | 138 KV | TR1 | LOAD
115944303 | FE OHIO | AGGREGATE | ATSI | 93353513 | 02DEFISW | 138 KV | TR1 | LOAD
115944303 | FE OHIO | AGGREGATE | ATSI | 93353515 | 02DELL | 138 KV | TR71 | LOAD
115944303 | FE OHIO | AGGREGATE | ATSI | 93353517 | 02DELL | 138 KV | TR72 | LOAD
115944303 | FE OHIO | AGGREGATE | ATSI | 98370389 | 02DIVISN | 138 KV | TR1 | LOAD
115944303 | FE OHIO | AGGREGATE | ATSI | 98370391 | 02DIVISN | 138 KV | TR2 | LOAD
115944303 | FE OHIO | AGGREGATE | ATSI | 98370393 | 02DIVISN | 138 KV | TR3 | LOAD
115944303 | FE OHIO | AGGREGATE | ATSI | 98369997 | 02DUALRT | 138 KV | TR1 | LOAD
115944303 | FE OHIO | AGGREGATE | ATSI | 93353519 | 02DUNBAR | 138 KV | TR71 | LOAD
115944303 | FE OHIO | AGGREGATE | ATSI | 93353521 | 02DUNBAR | 138 KV | TR72 | LOAD
115944303 | FE OHIO | AGGREGATE | ATSI | 93353523 | 02DUNKRK | 138 KV | TR71 | LOAD
115944303 | FE OHIO | AGGREGATE | ATSI | 98370395 | 02E_IND | 138 KV | TR1 | LOAD
115944303 | FE OHIO | AGGREGATE | ATSI | 98370397 | 02E_IND | 138 KV | TR2 | LOAD
115944303 | FE OHIO | AGGREGATE | ATSI | 93353525 | 02EATON | 138 KV | TR71 | LOAD
115944303 | FE OHIO | AGGREGATE | ATSI | 93353527 | 02EBER | 138 KV | TR1 | LOAD
115944303 | FE OHIO | AGGREGATE | ATSI | 93353529 | 02ELDEN | 138 KV | TR71 | LOAD
115944303 | FE OHIO | AGGREGATE | ATSI | 93353531 | 02ELDEN | 138 KV | TR72 | LOAD
115944303 | FE OHIO | AGGREGATE | ATSI | 93353533 | 02EMILY | 138 KV | TR71 | LOAD
115944303 | FE OHIO | AGGREGATE | ATSI | 93353535 | 02EMILY | 138 KV | TR72 | LOAD
115944303 | FE OHIO | AGGREGATE | ATSI | 93353537 | 02ERIE | 138 KV | TR71 | LOAD
115944303 | FE OHIO | AGGREGATE | ATSI | 93353539 | 02FABER | 138 KV | TR71 | LOAD
115944303 | FE OHIO | AGGREGATE | ATSI | 106856793 | 02FAYET | 138 KV | TR1 | LOAD
115944303 | FE OHIO | AGGREGATE | ATSI | 93353541 | 02FIVEPT | 138 KV | TR1 | LOAD
115944303 | FE OHIO | AGGREGATE | ATSI | 93353543 | 02FORD | 138 KV | TR1 | LOAD
115944303 | FE OHIO | AGGREGATE | ATSI | 93353551 | 02FORTIN | 138 KV | TR1 | LOAD
115944303 | FE OHIO | AGGREGATE | ATSI | 93353553 | 02FREY | 138 KV | TR1 | LOAD
115944303 | FE OHIO | AGGREGATE | ATSI | 93353555 | 02GARFLD | 138 KV | TR71 | LOAD
115944303 | FE OHIO | AGGREGATE | ATSI | 93353561 | 02GMC | 138 KV | TR1 | LOAD
115944303 | FE OHIO | AGGREGATE | ATSI | 93353563 | 02GMC | 138 KV | TR2 | LOAD
115944303 | FE OHIO | AGGREGATE | ATSI | 93353565 | 02GMC | 138 KV | TR3 | LOAD
115944303 | FE OHIO | AGGREGATE | ATSI | 98370003 | 02HAMILT | 138 KV | LD1 | LOAD
115944303 | FE OHIO | AGGREGATE | ATSI | 93353573 | 02HAMLTN | 138 KV | TR1 | LOAD
115944303 | FE OHIO | AGGREGATE | ATSI | 93353571 | 02HAMLTN | 138 KV | TR2 | LOAD
115944303 | FE OHIO | AGGREGATE | ATSI | 93353569 | 02HAMLTN | 138 KV | TR3 | LOAD
115944303 | FE OHIO | AGGREGATE | ATSI | 93353567 | 02HAMLTN | 138 KV | TR4 | LOAD
115944303 | FE OHIO | AGGREGATE | ATSI | 93353587 | 02INCA | 138 KV | TR71 | LOAD
115944303 | FE OHIO | AGGREGATE | ATSI | 119117447 | 02IRON | 138 KV | TR71 | LOAD
115944303 | FE OHIO | AGGREGATE | ATSI | 119117449 | 02IRON | 138 KV | TR72 | LOAD
115944303 | FE OHIO | AGGREGATE | ATSI | 93353593 | 02JMP | 138 KV | TR1 | LOAD
115944303 | FE OHIO | AGGREGATE | ATSI | 93353595 | 02JMP2 | 138 KV | TR10 | LOAD
115944303 | FE OHIO | AGGREGATE | ATSI | 93353597 | 02JMP2 | 138 KV | TR11 | LOAD
115944303 | FE OHIO | AGGREGATE | ATSI | 1268565225 | 02JOHNCT | 138 KV | LDJC | LOAD
115944303 | FE OHIO | AGGREGATE | ATSI | 1268565226 | 02JOHNCT | 138 KV | TR1 | LOAD
115944303 | FE OHIO | AGGREGATE | ATSI | 93353603 | 02JP | 138 KV | TR1 | LOAD
115944303 | FE OHIO | AGGREGATE | ATSI | 93353601 | 02JP | 138 KV | TR2 | LOAD
115944303 | FE OHIO | AGGREGATE | ATSI | 93353599 | 02JP | 138 KV | TR3 | LOAD
115944303 | FE OHIO | AGGREGATE | ATSI | 2041967841 | 02LAKERD | 138 KV | 69KVLOAD | LOAD
115944303 | FE OHIO | AGGREGATE | ATSI | 93353607 | 02LARK | 138 KV | TR71 | LOAD
115944303 | FE OHIO | AGGREGATE | ATSI | 93353609 | 02LARK | 138 KV | TR72 | LOAD
115944303 | FE OHIO | AGGREGATE | ATSI | 93353611 | 02LIMECT | 138 KV | TR1 | LOAD
115944303 | FE OHIO | AGGREGATE | ATSI | 93353613 | 02LIMECT | 138 KV | TR2 | LOAD
115944303 | FE OHIO | AGGREGATE | ATSI | 93353619 | 02LYONS | 138 KV | TR1 | LOAD
115944303 | FE OHIO | AGGREGATE | ATSI | 93353623 | 02MARBLE | 138 KV | TR71 | LOAD
115944303 | FE OHIO | AGGREGATE | ATSI | 93353621 | 02MARBLE | 138 KV | TR72 | LOAD
115944303 | FE OHIO | AGGREGATE | ATSI | 98370399 | 02N_EAST | 138 KV | TR1 | LOAD
115944303 | FE OHIO | AGGREGATE | ATSI | 98370401 | 02N_EAST | 138 KV | TR2 | LOAD
115944303 | FE OHIO | AGGREGATE | ATSI | 32414685 | 02NASA | 34 KV | E | LOAD
115944303 | FE OHIO | AGGREGATE | ATSI | 98370299 | 02NASH | 138 KV | TR71 | LOAD
115944303 | FE OHIO | AGGREGATE | ATSI | 98370301 | 02NASH | 138 KV | TR72 | LOAD
115944303 | FE OHIO | AGGREGATE | ATSI | 98370303 | 02NEWPRT | 138 KV | TR71 | LOAD
115944303 | FE OHIO | AGGREGATE | ATSI | 93353625 | 02OILEVS | 138 KV | TR1 | LOAD
115944303 | FE OHIO | AGGREGATE | ATSI | 93353627 | 02OILEVS | 138 KV | TR2 | LOAD
115944303 | FE OHIO | AGGREGATE | ATSI | 93353629 | 02OREGON | 138 KV | TR1 | LOAD
115944303 | FE OHIO | AGGREGATE | ATSI | 98370305 | 02PAWNEE | 138 KV | TR71 | LOAD
115944303 | FE OHIO | AGGREGATE | ATSI | 98370013 | 02ROSEMT | 138 KV | TR1 | LOAD
115944303 | FE OHIO | AGGREGATE | ATSI | 98370403 | 02S_EAST | 138 KV | TR1 | LOAD
115944303 | FE OHIO | AGGREGATE | ATSI | 98370405 | 02S_EAST | 138 KV | TR2 | LOAD
115944303 | FE OHIO | AGGREGATE | ATSI | 93353641 | 02SILICA | 138 KV | TR1 | LOAD
115944303 | FE OHIO | AGGREGATE | ATSI | 93353643 | 02SILICA | 138 KV | TR2 | LOAD
115944303 | FE OHIO | AGGREGATE | ATSI | 93353645 | 02SWANTN | 138 KV | TR1 | LOAD
115944303 | FE OHIO | AGGREGATE | ATSI | 93353647 | 02SYLVNA | 138 KV | TR1 | LOAD
115944303 | FE OHIO | AGGREGATE | ATSI | 98370015 | 02TEREX | 138 KV | TR1 | LOAD
115944303 | FE OHIO | AGGREGATE | ATSI | 98370017 | 02TEREX | 138 KV | TR2 | LOAD
115944303 | FE OHIO | AGGREGATE | ATSI | 135388727 | 02TOUSNT | 69 KV | DAVBAS69 | LOAD
115944303 | FE OHIO | AGGREGATE | ATSI | 98370019 | 02WADS | 138 KV | TR1 | LOAD
115944303 | FE OHIO | AGGREGATE | ATSI | 98370021 | 02WADS | 138 KV | TR2 | LOAD
115944303 | FE OHIO | AGGREGATE | ATSI | 93353653 | 02WALBRD | 138 KV | TR1 | LOAD
115944303 | FE OHIO | AGGREGATE | ATSI | 93353655 | 02WALBRD | 138 KV | TR2 | LOAD
115944303 | FE OHIO | AGGREGATE | ATSI | 93353657 | 02WATERV | 138 KV | TR1 | LOAD
115944303 | FE OHIO | AGGREGATE | ATSI | 93353659 | 02WENTWT | 138 KV | TR1 | LOAD
115944303 | FE OHIO | AGGREGATE | ATSI | 93353661 | 02WENTWT | 138 KV | TR2 | LOAD
115944303 | FE OHIO | AGGREGATE | ATSI | 93353663 | 02WESTGT | 138 KV | TR1 | LOAD
115944303 | FE OHIO | AGGREGATE | ATSI | 93353669 | ADMIRAL | 34 KV | TR-1 | LOAD
115944303 | FE OHIO | AGGREGATE | ATSI | 98370023 | AETNA | 138 KV | TR3 | LOAD
115944303 | FE OHIO | AGGREGATE | ATSI | 32414793 | AETNA | 23 KV | A | LOAD
115944303 | FE OHIO | AGGREGATE | ATSI | 123901017 | AIR_PROD | 138 KV | TR1 | LOAD
115944303 | FE OHIO | AGGREGATE | ATSI | 123901019 | AIR_PROD | 138 KV | TR2 | LOAD
115944303 | FE OHIO | AGGREGATE | ATSI | 98370025 | AIRPRKFE | 138 KV | TR1 | LOAD
115944303 | FE OHIO | AGGREGATE | ATSI | 98370313 | ASHTABUL | 138 KV | TR10 | LOAD
115944303 | FE OHIO | AGGREGATE | ATSI | 98370315 | ASHTABUL | 138 KV | TR11 | LOAD
115944303 | FE OHIO | AGGREGATE | ATSI | 123901023 | ASTORFE | 138 KV | TR71 | LOAD
115944303 | FE OHIO | AGGREGATE | ATSI | 123901021 | ASTORFE | 138 KV | TR72 | LOAD
115944303 | FE OHIO | AGGREGATE | ATSI | 98370317 | AUSTNBG | 138 KV | TR3 | LOAD
115944303 | FE OHIO | AGGREGATE | ATSI | 93353679 | AVONLAK2 | 138 KV | 800_B | LOAD
115944303 | FE OHIO | AGGREGATE | ATSI | 93353675 | AVONLAK2 | 138 KV | TR1 | LOAD
115944303 | FE OHIO | AGGREGATE | ATSI | 93353677 | AVONLAK2 | 138 KV | TR3 | LOAD
115944303 | FE OHIO | AGGREGATE | ATSI | 32414805 | BABB | 23 KV | A | LOAD
115944303 | FE OHIO | AGGREGATE | ATSI | 32414807 | BARBERTO | 23 KV | B | LOAD
115944303 | FE OHIO | AGGREGATE | ATSI | 32414809 | BARBERTO | 23 KV | C | LOAD
115944303 | FE OHIO | AGGREGATE | ATSI | 93353685 | BAYSHOR2 | 138 KV | BP-OIL | LOAD
115944303 | FE OHIO | AGGREGATE | ATSI | 93353681 | BAYSHOR2 | 138 KV | TR03 | LOAD
115944303 | FE OHIO | AGGREGATE | ATSI | 93353683 | BAYSHOR2 | 138 KV | TR04 | LOAD
115944303 | FE OHIO | AGGREGATE | ATSI | 112586051 | BAYSHOR2 | 18 KV | AUX10 | LOAD
115944303 | FE OHIO | AGGREGATE | ATSI | 98370027 | BELLEP | 138 KV | TR2 | LOAD
115944303 | FE OHIO | AGGREGATE | ATSI | 93353687 | BELLEVUE | 138 KV | TR1 | LOAD
115944303 | FE OHIO | AGGREGATE | ATSI | 93353689 | BELLEVUE | 138 KV | TR2 | LOAD
115944303 | FE OHIO | AGGREGATE | ATSI | 98370029 | BLUEBELL | 138 KV | LD1 | LOAD
115944303 | FE OHIO | AGGREGATE | ATSI | 32414817 | BLUEBELL | 69 KV | B | LOAD
115944303 | FE OHIO | AGGREGATE | ATSI | 98370035 | BOARDMAN | 138 KV | LDTR8-9 | LOAD
115944303 | FE OHIO | AGGREGATE | ATSI | 1439647678 | BOARDMAN | 138 KV | TR3 LD | LOAD
115944303 | FE OHIO | AGGREGATE | ATSI | 98370037 | BRADYLAK | 138 KV | TR1 | LOAD
115944303 | FE OHIO | AGGREGATE | ATSI | 98370041 | BRIDGEOE | 138 KV | TR1 | LOAD
115944303 | FE OHIO | AGGREGATE | ATSI | 98370043 | BRIDGEOE | 138 KV | TR2 | LOAD
115944303 | FE OHIO | AGGREGATE | ATSI | 98370045 | BROOKSID | 138 KV | TR6 | LOAD
115944303 | FE OHIO | AGGREGATE | ATSI | 98370047 | BRUNSWOE | 138 KV | TR4 | LOAD
115944303 | FE OHIO | AGGREGATE | ATSI | 98370049 | BRUNSWOE | 138 KV | TR5 | LOAD
115944303 | FE OHIO | AGGREGATE | ATSI | 87901519 | BUCKEY | 138 KV | LDTR1 | LOAD
115944303 | FE OHIO | AGGREGATE | ATSI | 98370051 | BURTONOE | 138 KV | TR1 | LOAD
115944303 | FE OHIO | AGGREGATE | ATSI | 98370053 | CAIRNS | 138 KV | TR1 | LOAD
115944303 | FE OHIO | AGGREGATE | ATSI | 93353691 | CALPHALN | 138 KV | TR1 | LOAD
115944303 | FE OHIO | AGGREGATE | ATSI | 98370055 | CAMDEN2 | 138 KV | LD1 | LOAD
115944303 | FE OHIO | AGGREGATE | ATSI | 93353693 | CHARTRST | 138 KV | TRA | LOAD
115944303 | FE OHIO | AGGREGATE | ATSI | 93353695 | CHARTRST | 138 KV | TRB | LOAD
115944303 | FE OHIO | AGGREGATE | ATSI | 93353697 | CHRYSLE2 | 138 KV | TR1 | LOAD
115944303 | FE OHIO | AGGREGATE | ATSI | 93353699 | CHRYSLE2 | 138 KV | TR2 | LOAD
115944303 | FE OHIO | AGGREGATE | ATSI | 93353701 | CLARK_C | 138 KV | TR1 | LOAD
115944303 | FE OHIO | AGGREGATE | ATSI | 93353705 | CLARK_C | 138 KV | TR3 | LOAD
115944303 | FE OHIO | AGGREGATE | ATSI | 98370063 | CLAYOE | 138 KV | TR1 | LOAD
115944303 | FE OHIO | AGGREGATE | ATSI | 106856815 | CLIFFRD | 138 KV | TR71 | LOAD
115944303 | FE OHIO | AGGREGATE | ATSI | 106856817 | CLIFFRD | 138 KV | TR72 | LOAD
115944303 | FE OHIO | AGGREGATE | ATSI | 32414861 | CLOVEROE | 23 KV | B | LOAD
115944303 | FE OHIO | AGGREGATE | ATSI | 32414859 | CLOVEROE | 69 KV | A | LOAD
115944303 | FE OHIO | AGGREGATE | ATSI | 93353711 | CLVHOP | 138 KV | TR1 | LOAD
115944303 | FE OHIO | AGGREGATE | ATSI | 93353713 | CLVHOP | 138 KV | TR2 | LOAD
115944303 | FE OHIO | AGGREGATE | ATSI | 98370065 | CNTRALOE | 138 KV | TRE | LOAD
115944303 | FE OHIO | AGGREGATE | ATSI | 98370067 | CNTRALOE | 138 KV | TRW | LOAD
115944303 | FE OHIO | AGGREGATE | ATSI | 98370069 | COMERC | 138 KV | TR1 | LOAD
115944303 | FE OHIO | AGGREGATE | ATSI | 98370071 | CONCAST | 138 KV | LD1 | LOAD
115944303 | FE OHIO | AGGREGATE | ATSI | 98370073 | CONGRESS | 138 KV | TR1 | LOAD
115944303 | FE OHIO | AGGREGATE | ATSI | 98370407 | CPP_EAST | 138 KV | TR1 | LOAD
115944303 | FE OHIO | AGGREGATE | ATSI | 98370409 | CPP_EAST | 138 KV | TR2 | LOAD
115944303 | FE OHIO | AGGREGATE | ATSI | 98370411 | CPP_MEDC | 138 KV | TRA | LOAD
115944303 | FE OHIO | AGGREGATE | ATSI | 98370413 | CPP_MEDC | 138 KV | TRB | LOAD
115944303 | FE OHIO | AGGREGATE | ATSI | 32414869 | CRISS | 34 KV | A | LOAD
115944303 | FE OHIO | AGGREGATE | ATSI | 98370075 | DALEOE | 138 KV | TR2 | LOAD
115944303 | FE OHIO | AGGREGATE | ATSI | 32414875 | DALEOE | 69 KV | B | LOAD
115944303 | FE OHIO | AGGREGATE | ATSI | 93353715 | DANA | 138 KV | TR1 | LOAD
115944303 | FE OHIO | AGGREGATE | ATSI | 32414879 | DARROW | 69 KV | B | LOAD
115944303 | FE OHIO | AGGREGATE | ATSI | 112586053 | DAVISBES | 25 KV | TR11 | LOAD
115944303 | FE OHIO | AGGREGATE | ATSI | 87901521 | DAVISBES | 345 KV | TR01 | LOAD
115944303 | FE OHIO | AGGREGATE | ATSI | 93353719 | DELAFOIL | 138 KV | LD | LOAD
115944303 | FE OHIO | AGGREGATE | ATSI | 98370077 | DELPARK | 138 KV | TR1 | LOAD
115944303 | FE OHIO | AGGREGATE | ATSI | 93353717 | DELTA | 138 KV | TR1 | LOAD
115944303 | FE OHIO | AGGREGATE | ATSI | 93353721 | DIXIEFE | 138 KV | TR5 | LOAD
115944303 | FE OHIO | AGGREGATE | ATSI | 93353723 | DIXIEFE | 138 KV | TR7 | LOAD
115944303 | FE OHIO | AGGREGATE | ATSI | 98370079 | DOBINS | 138 KV | TR1 | LOAD
115944303 | FE OHIO | AGGREGATE | ATSI | 98370081 | DOBINS | 138 KV | TR2 | LOAD
115944303 | FE OHIO | AGGREGATE | ATSI | 98370085 | DUFERCO | 138 KV | TR2 | LOAD
115944303 | FE OHIO | AGGREGATE | ATSI | 98370089 | EAKRON | 138 KV | TR3 | LOAD
115944303 | FE OHIO | AGGREGATE | ATSI | 98370087 | EAKRON | 138 KV | TR4 | LOAD
115944303 | FE OHIO | AGGREGATE | ATSI | 32414891 | EAKRON | 23 KV | B | LOAD
115944303 | FE OHIO | AGGREGATE | ATSI | 32414893 | EAKRON | 23 KV | C | LOAD
115944303 | FE OHIO | AGGREGATE | ATSI | 93353725 | EASTLAKE | 138 KV | 399EL | LOAD
115944303 | FE OHIO | AGGREGATE | ATSI | 98370091 | ELMOHED | 138 KV | TR1 | LOAD
115944303 | FE OHIO | AGGREGATE | ATSI | 98370097 | EPWORTH | 138 KV | TR1 | LOAD
115944303 | FE OHIO | AGGREGATE | ATSI | 1075449458 | ESSEX1 | 138 KV | TR71 | LOAD
115944303 | FE OHIO | AGGREGATE | ATSI | 1075449457 | ESSEX1 | 138 KV | TR72 | LOAD
115944303 | FE OHIO | AGGREGATE | ATSI | 98370101 | EVANSOE | 138 KV | TR1 | LOAD
115944303 | FE OHIO | AGGREGATE | ATSI | 98370103 | EVANSOE | 138 KV | TR2 | LOAD
115944303 | FE OHIO | AGGREGATE | ATSI | 98370105 | EVERGFE | 138 KV | LDWCI1 | LOAD
115944303 | FE OHIO | AGGREGATE | ATSI | 32414915 | EVERGFE | 23 KV | B | LOAD
115944303 | FE OHIO | AGGREGATE | ATSI | 98370111 | FIELDST | 138 KV | TR1 | LOAD
115944303 | FE OHIO | AGGREGATE | ATSI | 93353731 | FLOWER | 138 KV | LDTR1 | LOAD
115944303 | FE OHIO | AGGREGATE | ATSI | 98370119 | FORDFE | 138 KV | TR2 | LOAD
115944303 | FE OHIO | AGGREGATE | ATSI | 106856797 | FREMONTE | 18 KV | LDSST1 | LOAD
115944303 | FE OHIO | AGGREGATE | ATSI | 106856799 | FREMONTE | 18 KV | LDSST2 | LOAD
115944303 | FE OHIO | AGGREGATE | ATSI | 98370121 | FRNKLNOE | 138 KV | TR1 | LOAD
115944303 | FE OHIO | AGGREGATE | ATSI | 106856803 | FSTSOLAR | 138 KV | TR1 | LOAD
115944303 | FE OHIO | AGGREGATE | ATSI | 106856801 | FSTSOLAR | 138 KV | TR2 | LOAD
115944303 | FE OHIO | AGGREGATE | ATSI | 93353735 | FURLONG | 138 KV | TR71 | LOAD
115944303 | FE OHIO | AGGREGATE | ATSI | 93353737 | GALIXIE | 138 KV | TR72 | LOAD
115944303 | FE OHIO | AGGREGATE | ATSI | 98370123 | GARDENOE | 138 KV | TR1 | LOAD
115944303 | FE OHIO | AGGREGATE | ATSI | 98370125 | GARDENOE | 138 KV | TR2 | LOAD
115944303 | FE OHIO | AGGREGATE | ATSI | 98370127 | GATESOE | 138 KV | TR1 | LOAD
115944303 | FE OHIO | AGGREGATE | ATSI | 98370129 | GATESOE | 138 KV | TR2 | LOAD
115944303 | FE OHIO | AGGREGATE | ATSI | 93353739 | GE_STRVL | 138 KV | TR71 | LOAD
115944303 | FE OHIO | AGGREGATE | ATSI | 98370131 | GLCRSTOE | 138 KV | TR3 | LOAD
115944303 | FE OHIO | AGGREGATE | ATSI | 32414945 | GLCRSTOE | 69 KV | B | LOAD
115944303 | FE OHIO | AGGREGATE | ATSI | 93353741 | GM_CLEVL | 138 KV | TR2 | LOAD
115944303 | FE OHIO | AGGREGATE | ATSI | 93353743 | GM_CLEVL | 138 KV | TR3 | LOAD
115944303 | FE OHIO | AGGREGATE | ATSI | 93353745 | GM_PWR | 138 KV | TR1 | LOAD
115944303 | FE OHIO | AGGREGATE | ATSI | 93353747 | GM_PWR | 138 KV | TR2 | LOAD
115944303 | FE OHIO | AGGREGATE | ATSI | 98370139 | GMWAROE | 138 KV | TR2 | LOAD
115944303 | FE OHIO | AGGREGATE | ATSI | 98370141 | GMWAROE | 138 KV | TR3 | LOAD
115944303 | FE OHIO | AGGREGATE | ATSI | 98370143 | GOODYROE | 138 KV | LD1 | LOAD
115944303 | FE OHIO | AGGREGATE | ATSI | 98370145 | GRANGROE | 138 KV | TR1 | LOAD
115944303 | FE OHIO | AGGREGATE | ATSI | 112586073 | GRANTFE | 138 KV | 1-T | LOAD
115944303 | FE OHIO | AGGREGATE | ATSI | 112586075 | GRANTFE | 138 KV | 2-T | LOAD
115944303 | FE OHIO | AGGREGATE | ATSI | 112586077 | GRANTFE | 138 KV | 3-T | LOAD
115944303 | FE OHIO | AGGREGATE | ATSI | 98370147 | GREENFOE | 138 KV | TR1 | LOAD
115944303 | FE OHIO | AGGREGATE | ATSI | 98370149 | GREENFOE | 138 KV | TR2 | LOAD
115944303 | FE OHIO | AGGREGATE | ATSI | 98370151 | GREENFOE | 138 KV | TR3 | LOAD
115944303 | FE OHIO | AGGREGATE | ATSI | 98370153 | GREENFOE | 138 KV | TR6 | LOAD
115944303 | FE OHIO | AGGREGATE | ATSI | 106856805 | GRIFFN | 138 KV | TR71 | LOAD
115944303 | FE OHIO | AGGREGATE | ATSI | 106856807 | GRIFFN | 138 KV | TR72 | LOAD
115944303 | FE OHIO | AGGREGATE | ATSI | 135389029 | GROVEWD | 36 KV | LD1 | LOAD
115944303 | FE OHIO | AGGREGATE | ATSI | 135389031 | GROVEWD | 36 KV | LD3 | LOAD
115944303 | FE OHIO | AGGREGATE | ATSI | 135389033 | GROVEWD | 36 KV | LD4 | LOAD
115944303 | FE OHIO | AGGREGATE | ATSI | 93353767 | HANCOK | 138 KV | TR71 | LOAD
115944303 | FE OHIO | AGGREGATE | ATSI | 93353769 | HANCOK | 138 KV | TR72 | LOAD
115944303 | FE OHIO | AGGREGATE | ATSI | 93353773 | HAWTANGL | 138 KV | TR1 | LOAD
115944303 | FE OHIO | AGGREGATE | ATSI | 93353775 | HAWTANGL | 138 KV | TR2 | LOAD
115944303 | FE OHIO | AGGREGATE | ATSI | 93353777 | HICKRY | 138 KV | TR71 | LOAD
115944303 | FE OHIO | AGGREGATE | ATSI | 93353779 | HICKRY | 138 KV | TR72 | LOAD
115944303 | FE OHIO | AGGREGATE | ATSI | 93353783 | HORIZON1 | 138 KV | TR1 | LOAD
115944303 | FE OHIO | AGGREGATE | ATSI | 93353781 | HORIZON1 | 138 KV | TR2 | LOAD
115944303 | FE OHIO | AGGREGATE | ATSI | 32414989 | HOYTDAL2 | 138 KV | KOPPEL | LOAD
115944303 | FE OHIO | AGGREGATE | ATSI | 98370155 | HUDMUN | 138 KV | TR1 | LOAD
115944303 | FE OHIO | AGGREGATE | ATSI | 106856809 | HUDMUN | 138 KV | TR2 | LOAD
115944303 | FE OHIO | AGGREGATE | ATSI | 93353785 | IRWIN | 138 KV | TR71 | LOAD
115944303 | FE OHIO | AGGREGATE | ATSI | 93353787 | IRWIN | 138 KV | TR72 | LOAD
115944303 | FE OHIO | AGGREGATE | ATSI | 93353789 | ISSLER | 138 KV | TR72 | LOAD
115944303 | FE OHIO | AGGREGATE | ATSI | 32415001 | IVANHOOE | 23 KV | A | LOAD
115944303 | FE OHIO | AGGREGATE | ATSI | 32415003 | IVY | 34 KV | C | LOAD
115944303 | FE OHIO | AGGREGATE | ATSI | 106856819 | IX_CENTR | 138 KV | TR1 | LOAD
115944303 | FE OHIO | AGGREGATE | ATSI | 106856821 | IX_CENTR | 138 KV | TR2 | LOAD
115944303 | FE OHIO | AGGREGATE | ATSI | 106856823 | IX_CENTR | 138 KV | TR3 | LOAD
115944303 | FE OHIO | AGGREGATE | ATSI | 106856825 | IX_CENTR | 138 KV | TR4 | LOAD
115944303 | FE OHIO | AGGREGATE | ATSI | 93353793 | JACKMAN | 138 KV | TR1 | LOAD
115944303 | FE OHIO | AGGREGATE | ATSI | 98370159 | JACKSNOE | 138 KV | TR3 | LOAD
115944303 | FE OHIO | AGGREGATE | ATSI | 112586087 | JORDAN | 34 KV | LOAD | LOAD
115944303 | FE OHIO | AGGREGATE | ATSI | 93353801 | JUDI | 138 KV | TR71 | LOAD
115944303 | FE OHIO | AGGREGATE | ATSI | 93353803 | KEITH | 138 KV | TR71 | LOAD
115944303 | FE OHIO | AGGREGATE | ATSI | 93353805 | KEITH | 138 KV | TR72 | LOAD
115944303 | FE OHIO | AGGREGATE | ATSI | 93353807 | KELLY | 138 KV | TR71 | LOAD
115944303 | FE OHIO | AGGREGATE | ATSI | 93353809 | KELLY | 138 KV | TR72 | LOAD
115944303 | FE OHIO | AGGREGATE | ATSI | 93353811 | KENDALL | 138 KV | TR71 | LOAD
115944303 | FE OHIO | AGGREGATE | ATSI | 93353813 | KENDALL | 138 KV | TR72 | LOAD
115944303 | FE OHIO | AGGREGATE | ATSI | 93353815 | KENYON | 138 KV | TR71 | LOAD
115944303 | FE OHIO | AGGREGATE | ATSI | 93353817 | KENYON | 138 KV | TR72 | LOAD
115944303 | FE OHIO | AGGREGATE | ATSI | 93353819 | KEPLER | 138 KV | TR71 | LOAD
115944303 | FE OHIO | AGGREGATE | ATSI | 93353821 | KEPLER | 138 KV | TR72 | LOAD
115944303 | FE OHIO | AGGREGATE | ATSI | 93353823 | KIPLNG | 138 KV | TR71 | LOAD
115944303 | FE OHIO | AGGREGATE | ATSI | 93353825 | KIPLNG | 138 KV | TR72 | LOAD
115944303 | FE OHIO | AGGREGATE | ATSI | 32415043 | KIRBY | 69 KV | A | LOAD
115944303 | FE OHIO | AGGREGATE | ATSI | 32415045 | KNOX | 69 KV | LOAD | LOAD
115944303 | FE OHIO | AGGREGATE | ATSI | 98370161 | LAKEMORE | 138 KV | TR1 | LOAD
115944303 | FE OHIO | AGGREGATE | ATSI | 32415049 | LAKVEW | 34 KV | A | LOAD
115944303 | FE OHIO | AGGREGATE | ATSI | 93353827 | LAMONT | 138 KV | TR71 | LOAD
115944303 | FE OHIO | AGGREGATE | ATSI | 93353829 | LAMONT | 138 KV | TR72 | LOAD
115944303 | FE OHIO | AGGREGATE | ATSI | 93353831 | LEAR | 138 KV | TR1 | LOAD
115944303 | FE OHIO | AGGREGATE | ATSI | 93353833 | LESTER | 138 KV | TR71 | LOAD
115944303 | FE OHIO | AGGREGATE | ATSI | 93353835 | LESTER | 138 KV | TR72 | LOAD
115944303 | FE OHIO | AGGREGATE | ATSI | 2156113248 | LLOYD | 34 KV | LOAD1 | LOAD
115944303 | FE OHIO | AGGREGATE | ATSI | 2156111840 | LLOYD | 34 KV | LOAD2 | LOAD
115944303 | FE OHIO | AGGREGATE | ATSI | 2156111837 | LLOYD | 34 KV | LOAD3 | LOAD
115944303 | FE OHIO | AGGREGATE | ATSI | 1305123803 | LNCOLNPK | 23 KV | WOOD | LOAD
115944303 | FE OHIO | AGGREGATE | ATSI | 98370163 | LONDONOE | 138 KV | TR2 | LOAD
115944303 | FE OHIO | AGGREGATE | ATSI | 98370335 | LONGFIEL | 138 KV | TR72 | LOAD
115944303 | FE OHIO | AGGREGATE | ATSI | 98370165 | LONGVIOE | 138 KV | TR6 | LOAD
115944303 | FE OHIO | AGGREGATE | ATSI | 1338423643 | LOWELL | 69 KV | TB7 LD | LOAD
115944303 | FE OHIO | AGGREGATE | ATSI | 112586101 | LTVEAST | 138 KV | TR10 | LOAD
115944303 | FE OHIO | AGGREGATE | ATSI | 112586095 | LTVEAST | 138 KV | TR11 | LOAD
115944303 | FE OHIO | AGGREGATE | ATSI | 112586097 | LTVEAST | 138 KV | TR2 | LOAD
115944303 | FE OHIO | AGGREGATE | ATSI | 112586099 | LTVEAST | 138 KV | TR3 | LOAD
115944303 | FE OHIO | AGGREGATE | ATSI | 112586091 | LTVEAST | 138 KV | TR4 | LOAD
115944303 | FE OHIO | AGGREGATE | ATSI | 112586103 | LTVEAST | 138 KV | TR5 | LOAD
115944303 | FE OHIO | AGGREGATE | ATSI | 112586093 | LTVEAST | 138 KV | TR6 | LOAD
115944303 | FE OHIO | AGGREGATE | ATSI | 93353853 | LTVFRN | 138 KV | TR1 | LOAD
115944303 | FE OHIO | AGGREGATE | ATSI | 93353855 | LTVFRN | 138 KV | TR2 | LOAD
115944303 | FE OHIO | AGGREGATE | ATSI | 93353857 | LTVFRN | 138 KV | TR3 | LOAD
115944303 | FE OHIO | AGGREGATE | ATSI | 98370167 | MADISOE | 138 KV | TR1 | LOAD
115944303 | FE OHIO | AGGREGATE | ATSI | 32415109 | MAHONIFE | 23 KV | A | LOAD
115944303 | FE OHIO | AGGREGATE | ATSI | 93353859 | MANIVL | 138 KV | TR1 | LOAD
115944303 | FE OHIO | AGGREGATE | ATSI | 93353861 | MANIVL | 138 KV | TR2 | LOAD
115944303 | FE OHIO | AGGREGATE | ATSI | 112586055 | MANSFIEL | 17 KV | LDMF10 | LOAD
115944303 | FE OHIO | AGGREGATE | ATSI | 112586057 | MANSFIEL | 17 KV | LDMF20 | LOAD
115944303 | FE OHIO | AGGREGATE | ATSI | 112586059 | MANSFIEL | 17 KV | LDMF30 | LOAD
115944303 | FE OHIO | AGGREGATE | ATSI | 98370169 | MARIONET | 138 KV | TR1 | LOAD
115944303 | FE OHIO | AGGREGATE | ATSI | 32415115 | MASURY | 23 KV | B | LOAD
115944303 | FE OHIO | AGGREGATE | ATSI | 98370337 | MAXWELL | 138 KV | TR71 | LOAD
115944303 | FE OHIO | AGGREGATE | ATSI | 123901033 | MAYFLD | 138 KV | TR71 | LOAD
115944303 | FE OHIO | AGGREGATE | ATSI | 98370171 | MCDSTEEL | 138 KV | LDMC | LOAD
115944303 | FE OHIO | AGGREGATE | ATSI | 98370173 | MILLIRON | 138 KV | TR1 | LOAD
115944303 | FE OHIO | AGGREGATE | ATSI | 98370175 | MOOREOE | 138 KV | TR1 | LOAD
115944303 | FE OHIO | AGGREGATE | ATSI | 98370181 | MURRAYOE | 138 KV | TR1 | LOAD
115944303 | FE OHIO | AGGREGATE | ATSI | 98370177 | MURRAYOE | 138 KV | TR2 | LOAD
115944303 | FE OHIO | AGGREGATE | ATSI | 93353865 | NAPLNN | 138 KV | TRE | LOAD
115944303 | FE OHIO | AGGREGATE | ATSI | 93353863 | NAPLNN | 138 KV | TRW | LOAD
115944303 | FE OHIO | AGGREGATE | ATSI | 98370183 | NASA | 138 KV | TR1 | LOAD
115944303 | FE OHIO | AGGREGATE | ATSI | 98370185 | NASA | 138 KV | TR2 | LOAD
115944303 | FE OHIO | AGGREGATE | ATSI | 93353867 | NATLBRN | 138 KV | TR1 | LOAD
115944303 | FE OHIO | AGGREGATE | ATSI | 98370187 | NDEPT | 138 KV | TR1 | LOAD
115944303 | FE OHIO | AGGREGATE | ATSI | 98370189 | NDEPT | 138 KV | TR2 | LOAD
115944303 | FE OHIO | AGGREGATE | ATSI | 1305123861 | NEVADAOE | 138 KV | TR3 LD | LOAD
115944303 | FE OHIO | AGGREGATE | ATSI | 112586061 | NEWCASOE | 14 KV | NL30 | LOAD
115944303 | FE OHIO | AGGREGATE | ATSI | 112586063 | NEWCASOE | 14 KV | NL40 | LOAD
115944303 | FE OHIO | AGGREGATE | ATSI | 98370339 | NEWELL | 138 KV | TR71 | LOAD
115944303 | FE OHIO | AGGREGATE | ATSI | 98370341 | NEWELL | 138 KV | TR72 | LOAD
115944303 | FE OHIO | AGGREGATE | ATSI | 32415151 | NEWTONFA | 23 KV | B | LOAD
115944303 | FE OHIO | AGGREGATE | ATSI | 32415149 | NEWTONFA | 69 KV | A | LOAD
115944303 | FE OHIO | AGGREGATE | ATSI | 32415153 | NILES | 23 KV | A | LOAD
115944303 | FE OHIO | AGGREGATE | ATSI | 76427763 | NORDONIA | 138 KV | TR1 | LOAD
115944303 | FE OHIO | AGGREGATE | ATSI | 123901037 | NORTHFLD | 138 KV | TR71 | LOAD
115944303 | FE OHIO | AGGREGATE | ATSI | 123901039 | NORTHFLD | 34 KV | C | LOAD
115944303 | FE OHIO | AGGREGATE | ATSI | 98370343 | NORWAY | 138 KV | TR71 | LOAD
115944303 | FE OHIO | AGGREGATE | ATSI | 98370345 | NORWAY | 138 KV | TR72 | LOAD
115944303 | FE OHIO | AGGREGATE | ATSI | 93353869 | NSS-YORK | 138 KV | NSY-TR | LOAD
115944303 | FE OHIO | AGGREGATE | ATSI | 1248986017 | NSTARSTL | 34.5 KV | EAP LD | LOAD
115944303 | FE OHIO | AGGREGATE | ATSI | 98370191 | NUCORST | 138 KV | GPTR1 | LOAD
115944303 | FE OHIO | AGGREGATE | ATSI | 98370193 | NUCORST | 138 KV | GPTR2 | LOAD
115944303 | FE OHIO | AGGREGATE | ATSI | 98370199 | NUCORST | 138 KV | TR4 | LOAD
115944303 | FE OHIO | AGGREGATE | ATSI | 98370201 | NUCORST | 138 KV | TR5 | LOAD
115944303 | FE OHIO | AGGREGATE | ATSI | 98370347 | NURSERY | 138 KV | TR1 | LOAD
115944303 | FE OHIO | AGGREGATE | ATSI | 98370349 | NURSERY | 138 KV | TR2 | LOAD
115944303 | FE OHIO | AGGREGATE | ATSI | 98370351 | NURSERY | 138 KV | TR3 | LOAD
115944303 | FE OHIO | AGGREGATE | ATSI | 98370353 | NURSERY | 138 KV | TR71 | LOAD
115944303 | FE OHIO | AGGREGATE | ATSI | 98370203 | ONTARIOE | 138 KV | TR1 | LOAD
115944303 | FE OHIO | AGGREGATE | ATSI | 98370205 | ONTARIOE | 138 KV | TR2 | LOAD
115944303 | FE OHIO | AGGREGATE | ATSI | 98370209 | PACKRDOE | 138 KV | TR1 | LOAD
115944303 | FE OHIO | AGGREGATE | ATSI | 98370211 | PACKRDOE | 138 KV | TR2 | LOAD
115944303 | FE OHIO | AGGREGATE | ATSI | 112586105 | PERRY_FE | 22 KV | LD110B | LOAD
115944303 | FE OHIO | AGGREGATE | ATSI | 87901529 | PERRY_FE | 345 KV | LD100 | LOAD
115944303 | FE OHIO | AGGREGATE | ATSI | 87901531 | PERRY_FE | 345 KV | LD200 | LOAD
115944303 | FE OHIO | AGGREGATE | ATSI | 98370215 | PIDGEON | 138 KV | TR1 | LOAD
115944303 | FE OHIO | AGGREGATE | ATSI | 98370213 | PIDGEON | 138 KV | TR3 | LOAD
115944303 | FE OHIO | AGGREGATE | ATSI | 32415171 | PIDGEON | 69 KV | B | LOAD
115944303 | FE OHIO | AGGREGATE | ATSI | 98370359 | PINEGROV | 138 KV | TR71 | LOAD
115944303 | FE OHIO | AGGREGATE | ATSI | 98370217 | PINEOE | 138 KV | TR1 | LOAD
115944303 | FE OHIO | AGGREGATE | ATSI | 98370219 | PINEOE | 138 KV | TR2 | LOAD
115944303 | FE OHIO | AGGREGATE | ATSI | 98370221 | PINEOE | 138 KV | TR3 | LOAD
115944303 | FE OHIO | AGGREGATE | ATSI | 123901041 | PLNDEALR | 138 KV | TR1 | LOAD
115944303 | FE OHIO | AGGREGATE | ATSI | 123901043 | PLNDEALR | 138 KV | TR2 | LOAD
115944303 | FE OHIO | AGGREGATE | ATSI | 123901045 | PLSNTVLY | 138 KV | TR71 | LOAD
115944303 | FE OHIO | AGGREGATE | ATSI | 123901047 | PLSNTVLY | 138 KV | TR72 | LOAD
115944303 | FE OHIO | AGGREGATE | ATSI | 93353873 | PROGINS | 138 KV | TR71 | LOAD
115944303 | FE OHIO | AGGREGATE | ATSI | 93353875 | PROGINS | 138 KV | TR72 | LOAD
115944303 | FE OHIO | AGGREGATE | ATSI | 98370223 | REACTMET | 138 KV | LDRMI | LOAD
115944303 | FE OHIO | AGGREGATE | ATSI | 98370225 | REEDSBUR | 138 KV | LDRE | LOAD
115944303 | FE OHIO | AGGREGATE | ATSI | 98370227 | REPUBSM | 138 KV | TR1 | LOAD
115944303 | FE OHIO | AGGREGATE | ATSI | 1107284187 | REPVINE | 138 KV | A | LOAD
115944303 | FE OHIO | AGGREGATE | ATSI | 1107284188 | REPVINE | 138 KV | B | LOAD
115944303 | FE OHIO | AGGREGATE | ATSI | 93353879 | REYNSILI | 138 KV | TR3 | LOAD
115944303 | FE OHIO | AGGREGATE | ATSI | 93353877 | REYNSILI | 138 KV | TR4 | LOAD
115944303 | FE OHIO | AGGREGATE | ATSI | 2156109349 | RICHLND | 13.8 KV | LD1246 | LOAD
115944303 | FE OHIO | AGGREGATE | ATSI | 2156109348 | RICHLND | 13.8 KV | LD1247 | LOAD
115944303 | FE OHIO | AGGREGATE | ATSI | 2156109350 | RICHLND | 13.8 KV | LD1248 | LOAD
115944303 | FE OHIO | AGGREGATE | ATSI | 2156109351 | RICHLND | 13.8 KV | LD1249 | LOAD
115944303 | FE OHIO | AGGREGATE | ATSI | 112586069 | RICHLND | 36 KV | LDHOL | LOAD
115944303 | FE OHIO | AGGREGATE | ATSI | 32415189 | ROBERTOE | 34 KV | A | LOAD
115944303 | FE OHIO | AGGREGATE | ATSI | 98370229 | ROSSOE | 138 KV | TR3 | LOAD
115944303 | FE OHIO | AGGREGATE | ATSI | 98370231 | RVERBDOE | 138 KV | TR1 | LOAD
115944303 | FE OHIO | AGGREGATE | ATSI | 98370233 | RYAN | 138 KV | TR1 | LOAD
115944303 | FE OHIO | AGGREGATE | ATSI | 32415195 | SAKRONFE | 23 KV | A | LOAD
115944303 | FE OHIO | AGGREGATE | ATSI | 32415197 | SAKRONFE | 23 KV | B | LOAD
115944303 | FE OHIO | AGGREGATE | ATSI | 32415201 | SALTSPRG | 23 KV | C | LOAD
115944303 | FE OHIO | AGGREGATE | ATSI | 32415199 | SALTSPRG | 69 KV | B | LOAD
115944303 | FE OHIO | AGGREGATE | ATSI | 48934103 | SAMMISFE | 345 KV | CR2 | LOAD
115944303 | FE OHIO | AGGREGATE | ATSI | 48934105 | SAMMISFE | 345 KV | CR3 | LOAD
115944303 | FE OHIO | AGGREGATE | ATSI | 48934107 | SAMMISFE | 345 KV | CR4 | LOAD
115944303 | FE OHIO | AGGREGATE | ATSI | 87901533 | SAMMISFE | 345 KV | CR5 | LOAD
115944303 | FE OHIO | AGGREGATE | ATSI | 123901049 | SANBORN | 34 KV | LD1 | LOAD
115944303 | FE OHIO | AGGREGATE | ATSI | 98370237 | SEVILL_R | 138 KV | TR1 | LOAD
115944303 | FE OHIO | AGGREGATE | ATSI | 112586107 | SEWAGE | 138 KV | TR1 | LOAD
115944303 | FE OHIO | AGGREGATE | ATSI | 112586109 | SEWAGE | 138 KV | TR2 | LOAD
115944303 | FE OHIO | AGGREGATE | ATSI | 98370239 | SHALERS | 138 KV | TR1 | LOAD
115944303 | FE OHIO | AGGREGATE | ATSI | 93353895 | SLATER | 138 KV | TR71 | LOAD
115944303 | FE OHIO | AGGREGATE | ATSI | 1075448851 | SMUCKERS | 138 KV | TR1 | LOAD
115944303 | FE OHIO | AGGREGATE | ATSI | 1075448852 | SMUCKERS | 138 KV | TR2 | LOAD
115944303 | FE OHIO | AGGREGATE | ATSI | 123901061 | SPRUCE | 138 KV | TR1 | LOAD
115944303 | FE OHIO | AGGREGATE | ATSI | 98370363 | SPRUCE | 34 KV | LDR1 | LOAD
115944303 | FE OHIO | AGGREGATE | ATSI | 93353897 | ST_LUK | 138 KV | TR1 | LOAD
115944303 | FE OHIO | AGGREGATE | ATSI | 93353899 | STEELYAR | 138 KV | TR1 | LOAD
115944303 | FE OHIO | AGGREGATE | ATSI | 93353901 | STERPIP | 138 KV | LD1 | LOAD
115944303 | FE OHIO | AGGREGATE | ATSI | 98370245 | STONEY | 138 KV | TR1 | LOAD
115944303 | FE OHIO | AGGREGATE | ATSI | 98370247 | STONEY | 138 KV | TR2 | LOAD
115944303 | FE OHIO | AGGREGATE | ATSI | 93353903 | STRYKER | 138 KV | TR1 | LOAD
115944303 | FE OHIO | AGGREGATE | ATSI | 93353905 | TALWGATE | 138 KV | TR1 | LOAD
115944303 | FE OHIO | AGGREGATE | ATSI | 93353907 | TALWGATE | 138 KV | TR2 | LOAD
115944303 | FE OHIO | AGGREGATE | ATSI | 93353909 | TALWGATE | 138 KV | TR3 | LOAD
115944303 | FE OHIO | AGGREGATE | ATSI | 76427767 | THEISS | 138 KV | TR1E | LOAD
115944303 | FE OHIO | AGGREGATE | ATSI | 76427765 | THEISS | 138 KV | TR1W | LOAD
115944303 | FE OHIO | AGGREGATE | ATSI | 93353911 | TMT_WARE | 138 KV | TR1 | LOAD
115944303 | FE OHIO | AGGREGATE | ATSI | 98370251 | TOD | 138 KV | TR1 | LOAD
115944303 | FE OHIO | AGGREGATE | ATSI | 93353913 | TOLEDOHP | 138 KV | TR1 | LOAD
115944303 | FE OHIO | AGGREGATE | ATSI | 93353915 | TOLEDOHP | 138 KV | TR2 | LOAD
115944303 | FE OHIO | AGGREGATE | ATSI | 98370253 | TRALUM | 138 KV | LDTR | LOAD
115944303 | FE OHIO | AGGREGATE | ATSI | 98370259 | TUSC | 138 KV | TR1 | LOAD
115944303 | FE OHIO | AGGREGATE | ATSI | 98370257 | TUSC | 138 KV | TR2 | LOAD
115944303 | FE OHIO | AGGREGATE | ATSI | 123901013 | UNIV_TOL | 138 KV | TR1 | LOAD
115944303 | FE OHIO | AGGREGATE | ATSI | 123901015 | UNIV_TOL | 138 KV | TR2 | LOAD
115944303 | FE OHIO | AGGREGATE | ATSI | 98370261 | URBAN | 138 KV | TR2 | LOAD
115944303 | FE OHIO | AGGREGATE | ATSI | 32415239 | URBAN | 23 KV | A | LOAD
115944303 | FE OHIO | AGGREGATE | ATSI | 98370263 | VALLEYOE | 138 KV | TR1 | LOAD
115944303 | FE OHIO | AGGREGATE | ATSI | 98370265 | VALLEYOE | 138 KV | TR2 | LOAD
115944303 | FE OHIO | AGGREGATE | ATSI | 98370267 | VALLEYOE | 138 KV | TR3 | LOAD
115944303 | FE OHIO | AGGREGATE | ATSI | 98370269 | VALLEYOE | 138 KV | TR4 | LOAD
115944303 | FE OHIO | AGGREGATE | ATSI | 98370273 | VISTEON | 138 KV | TR2 | LOAD
115944303 | FE OHIO | AGGREGATE | ATSI | 98370275 | VISTEON | 138 KV | TR3 | LOAD
115944303 | FE OHIO | AGGREGATE | ATSI | 123900993 | VM_STAR | 138 KV | TR1 | LOAD
115944303 | FE OHIO | AGGREGATE | ATSI | 123900995 | VM_STAR | 138 KV | TR2 | LOAD
115944303 | FE OHIO | AGGREGATE | ATSI | 123900997 | VM_STAR | 138 KV | TR3 | LOAD
115944303 | FE OHIO | AGGREGATE | ATSI | 123900999 | VM_STAR | 138 KV | TR30 | LOAD
115944303 | FE OHIO | AGGREGATE | ATSI | 93353917 | VULCAN | 138 KV | TR8 | LOAD
115944303 | FE OHIO | AGGREGATE | ATSI | 98370277 | WAKRON | 138 KV | TR3 | LOAD
115944303 | FE OHIO | AGGREGATE | ATSI | 98370279 | WAKRON | 138 KV | TR4 | LOAD
115944303 | FE OHIO | AGGREGATE | ATSI | 98370281 | WAKRON | 138 KV | TR5 | LOAD
115944303 | FE OHIO | AGGREGATE | ATSI | 32415255 | WAKRON | 69 KV | B | LOAD
115944303 | FE OHIO | AGGREGATE | ATSI | 93353919 | WALGRN | 138 KV | TR1 | LOAD
115944303 | FE OHIO | AGGREGATE | ATSI | 93353921 | WALGRN | 138 KV | TR2 | LOAD
115944303 | FE OHIO | AGGREGATE | ATSI | 98370283 | WASHINTN | 138 KV | TR3 | LOAD
115944303 | FE OHIO | AGGREGATE | ATSI | 93353923 | WAUSEON | 138 KV | TR1 | LOAD
115944303 | FE OHIO | AGGREGATE | ATSI | 93353927 | WAUSEON | 138 KV | TR3 | LOAD
115944303 | FE OHIO | AGGREGATE | ATSI | 98370291 | WCIFINIS | 138 KV | TR2 | LOAD
115944303 | FE OHIO | AGGREGATE | ATSI | 98370287 | WCIHOTST | 138 KV | TR2 | LOAD
115944303 | FE OHIO | AGGREGATE | ATSI | 98370285 | WCIHOTST | 138 KV | TR3 | LOAD
115944303 | FE OHIO | AGGREGATE | ATSI | 98370289 | WCIHOTST | 138 KV | TR4 | LOAD
115944303 | FE OHIO | AGGREGATE | ATSI | 48934109 | WFREMONT | 138 KV | TR3 | LOAD
115944303 | FE OHIO | AGGREGATE | ATSI | 32415267 | WFREMONT | 69 KV | B | LOAD
115944303 | FE OHIO | AGGREGATE | ATSI | 98370293 | WICKLIFF | 138 KV | TR3 | LOAD
115944303 | FE OHIO | AGGREGATE | ATSI | 98370295 | WMEDINA | 138 KV | TR1 | LOAD
115944303 | FE OHIO | AGGREGATE | ATSI | 93353929 | WOODVLTE | 138 KV | TR1 | LOAD
115944303 | FE OHIO | AGGREGATE | ATSI | 93353931 | WOODVLTE | 138 KV | TR2 | LOAD
115944303 | FE OHIO | AGGREGATE | ATSI | 93353933 | WORTHSTL | 138 KV | TR1 | LOAD
115944303 | FE OHIO | AGGREGATE | ATSI | 32415277 | WRAVENNA | 23 KV | B | LOAD
115944303 | FE OHIO | AGGREGATE | ATSI | 32415275 | WRAVENNA | 69 KV | A | LOAD
115944303 | FE OHIO | AGGREGATE | ATSI | 98370365 | ZENITH | 138 KV | TR1 | LOAD
115944303 | FE OHIO | AGGREGATE | ATSI | 98370367 | ZENITH | 138 KV | TR2 | LOAD
41161059 | FLUVANNA CC | AGGREGATE | DOM | 34887979 | FLUVANNA | 18 KV | GS12 | GEN
41161059 | FLUVANNA CC | AGGREGATE | DOM | 34887981 | FLUVANNA | 18 KV | GT12 | GEN
41161059 | FLUVANNA CC | AGGREGATE | DOM | 34887983 | FLUVANNA | 18 KV | GT22 | GEN
41161059 | FLUVANNA CC | AGGREGATE | DOM | 34887985 | FLUVANNA | 18 KV | GT32 | GEN
33645433 | FORDMILL CC1 | AGGREGATE | PECO | 31020643 | FORDMILL | 18 KV | FE 1ACT | GEN
33645433 | FORDMILL CC1 | AGGREGATE | PECO | 31020645 | FORDMILL | 18 KV | FE 1BCT | GEN
33645433 | FORDMILL CC1 | AGGREGATE | PECO | 31020647 | FORDMILL | 18 KV | FE 1STM | GEN
33645435 | FORDMILL CC2 | AGGREGATE | PECO | 31020637 | FORDMILL | 18 KV | FE 2ACT | GEN
33645435 | FORDMILL CC2 | AGGREGATE | PECO | 31020639 | FORDMILL | 18 KV | FE 2BCT | GEN
33645435 | FORDMILL CC2 | AGGREGATE | PECO | 31020641 | FORDMILL | 18 KV | FE 2STM | GEN
1390166834 | FOUR RIVERS 50 CC | AGGREGATE | DOM | 71856751 | FOURRIVR | 13.8 KV | GT501 | GEN
1390166834 | FOUR RIVERS 50 CC | AGGREGATE | DOM | 71856753 | FOURRIVR | 13.8 KV | GT502 | GEN
1390166834 | FOUR RIVERS 50 CC | AGGREGATE | DOM | 71856749 | FOURRIVR | 13.8 KV | ST501 | GEN
1390166838 | FOUR RIVERS 60 CC | AGGREGATE | DOM | 71856757 | FOURRIVR | 13.8 KV | GT601 | GEN
1390166838 | FOUR RIVERS 60 CC | AGGREGATE | DOM | 71856759 | FOURRIVR | 13.8 KV | GT602 | GEN
1390166838 | FOUR RIVERS 60 CC | AGGREGATE | DOM | 71856755 | FOURRIVR | 13.8 KV | ST601 | GEN
137426643 | FREMONT CC | AGGREGATE | ATSI | 106856935 | FREMONTE | 18 KV | FT1 | GEN
137426643 | FREMONT CC | AGGREGATE | ATSI | 106856937 | FREMONTE | 18 KV | FT2 | GEN
137426643 | FREMONT CC | AGGREGATE | ATSI | 106856939 | FREMONTE | 23 KV | FT3 | GEN
1721214780 | FREMONTE FT3 | AGGREGATE | ATSI | 106856939 | FREMONTE | 23 KV | FT3 | GEN
22254167 | FRONT ROYAL - AP | AGGREGATE | APS | 1292903422 | DOUBLETO | 34.5 KV | T1 | LOAD
22254167 | FRONT ROYAL - AP | AGGREGATE | APS | 5021496 | RIVERTON | 138 KV | T1 | LOAD
22254167 | FRONT ROYAL - AP | AGGREGATE | APS | 5021540 | SPERRYVI | 138 KV | T2 | LOAD
22254167 | FRONT ROYAL - AP | AGGREGATE | APS | 38367843 | STRASBUR | 138 KV | T1_AP | LOAD
22254167 | FRONT ROYAL - AP | AGGREGATE | APS | 5021573 | VISCOSE | 138 KV | T1 | LOAD
9380549 | GANS CC | AGGREGATE | APS | 5021725 | GANS | 138 KV | GEN 8 | GEN
9380549 | GANS CC | AGGREGATE | APS | 5021726 | GANS | 138 KV | GEN 9 | GEN
35102823 | GARDEN CREEK 1-2 | AGGREGATE | AEP | 2156109447 | BUCHANCO | 13.8 KV | UN1 | GEN
35102823 | GARDEN CREEK 1-2 | AGGREGATE | AEP | 2156109446 | BUCHANCO | 13.8 KV | UN2 | GEN
1302412285 | GARRISON CC | AGGREGATE | DPL | 1218914297 | CARTANZA | 13.8 KV | GARRISON | GEN
1302412285 | GARRISON CC | AGGREGATE | DPL | 1268571736 | CARTANZA | 18 KV | GARISON2 | GEN
33092303 | GENEVA | AGGREGATE | COMED | 32407039 | 131 W CH | 34.5 KV | L13150 | LOAD
33092303 | GENEVA | AGGREGATE | COMED | 32407041 | 131 W CH | 34.5 KV | L13153 | LOAD
33092303 | GENEVA | AGGREGATE | COMED | 32407043 | 131 W CH | 34.5 KV | L13154 | LOAD
33092303 | GENEVA | AGGREGATE | COMED | 32407047 | 131 W CH | 34.5 KV | L13156 | LOAD
33092303 | GENEVA | AGGREGATE | COMED | 32408029 | 56 NO AU | 34.5 KV | L5635 | LOAD
33092303 | GENEVA | AGGREGATE | COMED | 32408033 | 56 NO AU | 34.5 KV | L5639 | LOAD
113745 | GILBERTCC | AGGREGATE | JCPL | 50695 | GILBERT | 13 KV | UNIT 4 | GEN
113745 | GILBERTCC | AGGREGATE | JCPL | 50696 | GILBERT | 13 KV | UNIT 5 | GEN
113745 | GILBERTCC | AGGREGATE | JCPL | 50697 | GILBERT | 13 KV | UNIT 6 | GEN
113745 | GILBERTCC | AGGREGATE | JCPL | 50698 | GILBERT | 13 KV | UNIT 7 | GEN
113745 | GILBERTCC | AGGREGATE | JCPL | 50699 | GILBERT | 13 KV | UNIT 8 | GEN
659783 | GIRARD | AGGREGATE | PENELEC | 49552 | FAIRVIEW | 115 KV | LOAD2 | LOAD
659784 | GOLDSBORO | AGGREGATE | METED | 49424 | CLY | 115 KV | LD1 | LOAD
12580877 | GRAND POINT | AGGREGATE | APS | 5021249 | GRANDPT | 138 KV | T62 | LOAD
12580877 | GRAND POINT | AGGREGATE | APS | 31020627 | GRANDPT | 69 KV | T1 | LOAD
18862527 | GRANDPOINT T1 | AGGREGATE | APS | 31020627 | GRANDPT | 69 KV | T1 | LOAD
113742 | GRAYSFERRY | AGGREGATE | PECO | 50541 | GRAYFR_1 | 13 KV | 1 CT | GEN
113742 | GRAYSFERRY | AGGREGATE | PECO | 50540 | GRAYFR_1 | 13 KV | 1 GEN | GEN
734133 | GRAYSFERRY CC | AGGREGATE | PECO | 50541 | GRAYFR_1 | 13 KV | 1 CT | GEN
734133 | GRAYSFERRY CC | AGGREGATE | PECO | 50540 | GRAYFR_1 | 13 KV | 1 GEN | GEN
130992111 | GREENUP | AGGREGATE | EKPC | 112586233 | GREENUP | 4 KV | G1 | GEN
130992111 | GREENUP | AGGREGATE | EKPC | 112586235 | GREENUP | 4 KV | G2 | GEN
130992111 | GREENUP | AGGREGATE | EKPC | 112586237 | GREENUP | 4 KV | G3 | GEN
9380671 | GUILFORD CC | AGGREGATE | APS | 2156109174 | GUILFORD | 13.8 KV | GEN12 | GEN
9380671 | GUILFORD CC | AGGREGATE | APS | 2156109175 | GUILFORD | 13.8 KV | GEN13 | GEN
22191899 | HAGERSTOWN - AP | AGGREGATE | APS | 2156114934 | ANTIETAM | 34.5 KV | BUS1_LD | LOAD
22191899 | HAGERSTOWN - AP | AGGREGATE | APS | 2156115078 | ANTIETAM | 34.5 KV | BUS2_LD | LOAD
22191899 | HAGERSTOWN - AP | AGGREGATE | APS | 87901509 | BOONSBOR | 35 KV | T1 | LOAD
22191899 | HAGERSTOWN - AP | AGGREGATE | APS | 87901507 | BOONSBOR | 35 KV | T3 | LOAD
22191899 | HAGERSTOWN - AP | AGGREGATE | APS | 21601660 | MARLOWE | 34 KV | 34KVLOAD | LOAD
22191899 | HAGERSTOWN - AP | AGGREGATE | APS | 5021487 | REID | 138 KV | T1 | LOAD
22191899 | HAGERSTOWN - AP | AGGREGATE | APS | 5021488 | REID | 138 KV | T2 | LOAD
22191899 | HAGERSTOWN - AP | AGGREGATE | APS | 5021617 | WWAYNESB | 138 KV | T2 | LOAD
1104241 | HANDSOME LAKE | AGGREGATE | PENELEC | 1048058 | HANDSOME | 13 KV | CT1 | GEN
1104241 | HANDSOME LAKE | AGGREGATE | PENELEC | 1048059 | HANDSOME | 13 KV | CT2 | GEN
1104241 | HANDSOME LAKE | AGGREGATE | PENELEC | 1048060 | HANDSOME | 13 KV | CT3 | GEN
1104241 | HANDSOME LAKE | AGGREGATE | PENELEC | 1048061 | HANDSOME | 13 KV | CT4 | GEN
1104241 | HANDSOME LAKE | AGGREGATE | PENELEC | 1048062 | HANDSOME | 13 KV | CT5 | GEN
32661103 | HATFIELD - PL | AGGREGATE | PPL | 2156113005 | BLOOMI_G | 69 KV | BLGL1_LD | LOAD
113749 | HAYROAD | AGGREGATE | DPL | 50889 | EDGEMOOR | 13 KV | HAYRD1 | GEN
113749 | HAYROAD | AGGREGATE | DPL | 50891 | EDGEMOOR | 13 KV | HAYRD2 | GEN
113749 | HAYROAD | AGGREGATE | DPL | 50890 | EDGEMOOR | 13 KV | HAYRD3 | GEN
113749 | HAYROAD | AGGREGATE | DPL | 50892 | EDGEMOOR | 13 KV | HAYRD4 | GEN
101560795 | HAYROAD 8CC | AGGREGATE | DPL | 1048074 | EDGEMOOR | 13 KV | HAYRD5 | GEN
101560795 | HAYROAD 8CC | AGGREGATE | DPL | 1048073 | EDGEMOOR | 13 KV | HAYRD6 | GEN
101560795 | HAYROAD 8CC | AGGREGATE | DPL | 1048072 | EDGEMOOR | 13 KV | HAYRD7 | GEN
101560795 | HAYROAD 8CC | AGGREGATE | DPL | 1048075 | EDGEMOOR | 18 KV | HAYRD8 | GEN
11473605 | HAZLETON 1-4 | AGGREGATE | PPL | 1048038 | CONTITAP | 69 KV | 4CT | GEN
11473605 | HAZLETON 1-4 | AGGREGATE | PPL | 50583 | CONTITAP | 69 KV | WILNU1 | GEN
11473606 | HAZLETON 2-3 | AGGREGATE | PPL | 5021674 | CONTITAP | 69 KV | 2CT | GEN
11473606 | HAZLETON 2-3 | AGGREGATE | PPL | 5021675 | CONTITAP | 69 KV | 3CT | GEN
7174195 | HAZLETON 3-4 | AGGREGATE | PPL | 5021675 | CONTITAP | 69 KV | 3CT | GEN
7174195 | HAZLETON 3-4 | AGGREGATE | PPL | 1048038 | CONTITAP | 69 KV | 4CT | GEN
1893549568 | HENRICO | AGGREGATE | DOM | 98370469 | MTNROAD | 35 KV | HENRICLF | GEN
73326967 | HILLSDALE_PARKRIDGE | AGGREGATE | PSEG | 2041942326 | HILLSDAL | 230 KV | 220-3LD | LOAD
73326967 | HILLSDALE_PARKRIDGE | AGGREGATE | PSEG | 1869173824 | HILLSDAL | 230 KV | 220-4 | LOAD
27677105 | HREA - AP | AGGREGATE | APS | 5021094 | BUCKHANN | 138 KV | T2 | LOAD
27677105 | HREA - AP | AGGREGATE | APS | 5021227 | GLENFALL | 138 KV | T1 | LOAD
27677105 | HREA - AP | AGGREGATE | APS | 5021228 | GLENFALL | 138 KV | T2 | LOAD
27677105 | HREA - AP | AGGREGATE | APS | 5021229 | GLENFALL | 138 KV | T3 | LOAD
27677105 | HREA - AP | AGGREGATE | APS | 5021356 | MAPLELAK | 138 KV | T1 | LOAD
27677105 | HREA - AP | AGGREGATE | APS | 5021610 | WMIL APS | 138 KV | T1 | LOAD
27677105 | HREA - AP | AGGREGATE | APS | 5021616 | WUNION | 138 KV | T2 | LOAD
41935495 | HUDSON BC | AGGREGATE | PSEG | 2155502043 | MARION | 345 KV | MARIONSP | GEN
41935499 | HUDSON-LINDEN ABC | AGGREGATE | PSEG | 2156111644 | LINDEN | 230 KV | GOE-LINA | TIE
41935499 | HUDSON-LINDEN ABC | AGGREGATE | PSEG | 2155502043 | MARION | 345 KV | MARIONSP | GEN
122932091 | HUNLOCK CC | AGGREGATE | PPL | 98370443 | HUNLOCK | 13 KV | HUNL_3ST | GEN
122932091 | HUNLOCK CC | AGGREGATE | PPL | 98370445 | HUNLOCK | 13 KV | HUNL_5CT | GEN
122932091 | HUNLOCK CC | AGGREGATE | PPL | 98370447 | HUNLOCK | 13 KV | HUNL_6CT | GEN
11109223 | HUNTERSTOWN CC | AGGREGATE | METED | 10700784 | HUNTERST | 18 KV | CT101 | GEN
11109223 | HUNTERSTOWN CC | AGGREGATE | METED | 10700785 | HUNTERST | 18 KV | CT201 | GEN
11109223 | HUNTERSTOWN CC | AGGREGATE | METED | 10700786 | HUNTERST | 18 KV | CT301 | GEN
11109223 | HUNTERSTOWN CC | AGGREGATE | METED | 10700788 | HUNTERST | 22 KV | ST401 | GEN
1080786 | IRONWOOD | AGGREGATE | METED | 659773 | IRONWOOD | 16 KV | CT-1 | GEN
1080786 | IRONWOOD | AGGREGATE | METED | 659774 | IRONWOOD | 16 KV | CT-2 | GEN
1080786 | IRONWOOD | AGGREGATE | METED | 659772 | IRONWOOD | 16 KV | ST | GEN
33138733 | JOLIET 7 | AGGREGATE | COMED | 32417621 | 29 JOLIE | 24 KV | JO-7 | GEN
37420971 | KENDALL 1 CC | AGGREGATE | COMED | 32417679 | 935 KEND | 13.5 KV | KDLST-1 | GEN
37420969 | KENDALL 1-2 | AGGREGATE | COMED | 32417679 | 935 KEND | 13.5 KV | KDLST-1 | GEN
37420969 | KENDALL 1-2 | AGGREGATE | COMED | 32417673 | 935 KEND | 13.5 KV | KDLST-2 | GEN
37420969 | KENDALL 1-2 | AGGREGATE | COMED | 32417687 | 935 KEND | 18 KV | KDLCT-1 | GEN
37420969 | KENDALL 1-2 | AGGREGATE | COMED | 32417681 | 935 KEND | 18 KV | KDLCT-2 | GEN
37420973 | KENDALL 2 CC | AGGREGATE | COMED | 32417673 | 935 KEND | 13.5 KV | KDLST-2 | GEN
33138749 | KENDALL 3 CC | AGGREGATE | COMED | 32417675 | 935 KEND | 13.5 KV | KDLST-3 | GEN
37420975 | KENDALL 4 CC | AGGREGATE | COMED | 32417677 | 935 KEND | 13.5 KV | KDLST-4 | GEN
33138751 | KENDALL CT3 | AGGREGATE | COMED | 32417683 | 935 KEND | 18 KV | KDLCT-3 | GEN
1709881098 | KEYS ENERGY CC | AGGREGATE | PEPCO | 1388613461 | CHELTENH | 18 KV | CTG11 | GEN
1709881098 | KEYS ENERGY CC | AGGREGATE | PEPCO | 1388613460 | CHELTENH | 18 KV | CTG12 | GEN
1709881098 | KEYS ENERGY CC | AGGREGATE | PEPCO | 1388613462 | CHELTENH | 19 KV | STG10 | GEN
51238 | KITTATNY 230 | AGGREGATE | JCPL | 205517 | KITTATIN | 34 KV | LOAD1 | LOAD
1896884556 | KYGER CREEK 1 | AGGREGATE | OVEC | 1552845545 | KYGERCRE | 15.5 KV | KY1 | GEN
1896884557 | KYGER CREEK 2 | AGGREGATE | OVEC | 1552845546 | KYGERCRE | 15.5 KV | KY2 | GEN
1896884558 | KYGER CREEK 3 | AGGREGATE | OVEC | 1552845544 | KYGERCRE | 15.5 KV | KY3 | GEN
1896884559 | KYGER CREEK 4 | AGGREGATE | OVEC | 1552845547 | KYGERCRE | 15.5 KV | KY4 | GEN
1896884560 | KYGER CREEK 5 | AGGREGATE | OVEC | 1552845548 | KYGERCRE | 15.5 KV | KY5 | GEN
32661121 | LANSDALE | AGGREGATE | PPL | 2156113005 | BLOOMI_G | 69 KV | BLGL1_LD | LOAD
32661121 | LANSDALE | AGGREGATE | PPL | 2156113107 | BLOOMI_G | 69 KV | BLGL2_LD | LOAD
35102829 | LAWRENCEBURG CC 1-3 | AGGREGATE | AEP | 71856731 | LAWRENC2 | 18 KV | G1 | GEN
35102829 | LAWRENCEBURG CC 1-3 | AGGREGATE | AEP | 71856733 | LAWRENC2 | 18 KV | G2 | GEN
35102829 | LAWRENCEBURG CC 1-3 | AGGREGATE | AEP | 71856729 | LAWRENC2 | 18 KV | S1 | GEN
35102831 | LAWRENCEBURG CC 4-6 | AGGREGATE | AEP | 71856737 | LAWRENC2 | 18 KV | G3 | GEN
35102831 | LAWRENCEBURG CC 4-6 | AGGREGATE | AEP | 71856739 | LAWRENC2 | 18 KV | G4 | GEN
35102831 | LAWRENCEBURG CC 4-6 | AGGREGATE | AEP | 71856735 | LAWRENC2 | 18 KV | S2 | GEN
32661119 | LEHIGHTON | AGGREGATE | PPL | 2156114642 | EPALMERT | 69 KV | ACAH2_LD | LOAD
32559379 | LEWES DPL | AGGREGATE | DPL | 49955 | LEWESREA | 69 KV | LEWES | LOAD
5133673 | LIBERTY | AGGREGATE | PECO | 10700779 | PRINTZ | 18 KV | GTG1 | GEN
5133673 | LIBERTY | AGGREGATE | PECO | 10700780 | PRINTZ | 18 KV | GTG2 | GEN
5133673 | LIBERTY | AGGREGATE | PECO | 10700781 | PRINTZ | 18 KV | STG | GEN
27677106 | LIDA - AP | AGGREGATE | APS | 5021335 | LETTERKE | 138 KV | T61 | LOAD
41935497 | LINDEN A | AGGREGATE | PSEG | 2156111644 | LINDEN | 230 KV | GOE-LINA | TIE
48217747 | LINDEN CC1 | AGGREGATE | PSEG | 21601782 | LINDEN | 18 KV | 1100 ST | GEN
48217747 | LINDEN CC1 | AGGREGATE | PSEG | 21601783 | LINDEN | 18 KV | 1101 CT | GEN
48217747 | LINDEN CC1 | AGGREGATE | PSEG | 21601784 | LINDEN | 18 KV | 1201 CT | GEN
48217749 | LINDEN CC2 | AGGREGATE | PSEG | 1097732340 | LINDEN | 18 KV | 2001 GEN | GEN
48217749 | LINDEN CC2 | AGGREGATE | PSEG | 21601785 | LINDEN | 18 KV | 2101 CT | GEN
48217749 | LINDEN CC2 | AGGREGATE | PSEG | 21601786 | LINDEN | 18 KV | 2201 CT | GEN
33081383 | LMB CC | AGGREGATE | PPL | 31020653 | MARTINSC | 18 KV | LMB CC1 | GEN
33081383 | LMB CC | AGGREGATE | PPL | 31020649 | MARTINSC | 18 KV | LMB CT1 | GEN
33081383 | LMB CC | AGGREGATE | PPL | 31020651 | MARTINSC | 18 KV | LMB CT2 | GEN
54904985 | LUMBERTON | AGGREGATE | DOM | 1318146359 | WEATHRSP | 115 KV | IC01 | EXT
130204739 | MADISON | AGGREGATE | DEOK | 1067169888 | MADISON1 | 13.8 KV | CT-1 | GEN
130204739 | MADISON | AGGREGATE | DEOK | 1067169889 | MADISON1 | 13.8 KV | CT-2 | GEN
130204739 | MADISON | AGGREGATE | DEOK | 1067169890 | MADISON1 | 13.8 KV | CT-3 | GEN
130204739 | MADISON | AGGREGATE | DEOK | 1067169891 | MADISON1 | 13.8 KV | CT-4 | GEN
130204739 | MADISON | AGGREGATE | DEOK | 1067169892 | MADISON1 | 13.8 KV | CT-5 | GEN
130204739 | MADISON | AGGREGATE | DEOK | 1067169893 | MADISON1 | 13.8 KV | CT-6 | GEN
130204739 | MADISON | AGGREGATE | DEOK | 1067169894 | MADISON1 | 13.8 KV | CT-7 | GEN
130204739 | MADISON | AGGREGATE | DEOK | 1067169895 | MADISON1 | 13.8 KV | CT-8 | GEN
51239 | MANITOU | AGGREGATE | JCPL | 44460733 | MANITOU | 35 KV | BK 7 | LOAD
40627937 | MARTINS CREEK - LMB | AGGREGATE | PPL | 31020653 | MARTINSC | 18 KV | LMB CC1 | GEN
40627937 | MARTINS CREEK - LMB | AGGREGATE | PPL | 31020649 | MARTINSC | 18 KV | LMB CT1 | GEN
40627937 | MARTINS CREEK - LMB | AGGREGATE | PPL | 31020651 | MARTINSC | 18 KV | LMB CT2 | GEN
40627937 | MARTINS CREEK - LMB | AGGREGATE | PPL | 50621 | MARTINSC | 24 KV | UNIT03 | GEN
40627937 | MARTINS CREEK - LMB | AGGREGATE | PPL | 50622 | MARTINSC | 24 KV | UNIT04 | GEN
40627937 | MARTINS CREEK - LMB | AGGREGATE | PPL | 1048047 | MARTINSC | 69 KV | CT 1-4 | GEN
1341911386 | MELDAHL DAM | AGGREGATE | DEOK | 1123180604 | MELDDAM | 13.8 KV | GEN_1 | GEN
1341911386 | MELDAHL DAM | AGGREGATE | DEOK | 1123180605 | MELDDAM | 13.8 KV | GEN_2 | GEN
1341911386 | MELDAHL DAM | AGGREGATE | DEOK | 1123180606 | MELDDAM | 13.8 KV | GEN_3 | GEN
54468983 | MERIDIAN EWHITLEY | AGGREGATE | AEP | 32416459 | EWHITLEY | 34 KV | LOAD1 | LOAD
54468983 | MERIDIAN EWHITLEY | AGGREGATE | AEP | 32416461 | EWHITLEY | 34 KV | LOAD2 | LOAD
54468983 | MERIDIAN EWHITLEY | AGGREGATE | AEP | 32416463 | EWHITLEY | 34 KV | LOAD3 | LOAD
32007097 | MEYERSDALE WF | AGGREGATE | PENELEC | 76427771 | MEYERSDA | 35 KV | WINDPWR | GEN
34509943 | MICHFE | AGGREGATE |  | 65732163 | ARGENTA2 | 345 KV | GENDUMMY | EXT
34509943 | MICHFE | AGGREGATE | ATSI | 34509931 | CLOVEROE | 138 KV | GENDUMMY | GEN
34509943 | MICHFE | AGGREGATE | ATSI | 93354065 | HANNAOE | 345 KV | GENDUMMY | GEN
34509943 | MICHFE | AGGREGATE |  | 63381439 | PALISAD2 | 22 KV | PA1 | EXT
34509943 | MICHFE | AGGREGATE | ATSI | 98370505 | ROBERTOE | 138 KV | GENDUMMY | GEN
34509943 | MICHFE | AGGREGATE | ATSI | 98370509 | SAMMISFE | 23.4 KV | SH50 | GEN
122513659 | MISO (PRE-ATSI) | AGGREGATE |  | 32417855 | CALAWY 3 | 25 KV | L G1UN | EXT
122513659 | MISO (PRE-ATSI) | AGGREGATE |  | 71856801 | EFERMI | 22 KV | FE2 | EXT
122513659 | MISO (PRE-ATSI) | AGGREGATE |  | 1348265298 | GIBSON2 | 24 KV | UN 3 | EXT
122513659 | MISO (PRE-ATSI) | AGGREGATE | ATSI | 87901631 | PERRY_FE | 22 KV | PR10 | GEN
122513659 | MISO (PRE-ATSI) | AGGREGATE |  | 32419619 | PR ISLD6 | 20 KV | IS32GUN | EXT
122513659 | MISO (PRE-ATSI) | AGGREGATE |  | 83734491 | PTBEACH3 | 19 KV | BHG2 UN | EXT
34983445 | MITCHELL 1 | AGGREGATE | AEP | 40243819 | KAMMER2 | 26 KV | ML1 | GEN
45298731 | MON POWER | AGGREGATE | AEP | 5021072 | BELPRE | 138 KV | T1 | LOAD
45298731 | MON POWER | AGGREGATE | AEP | 5021073 | BELPRE | 138 KV | T2 | LOAD
45298731 | MON POWER | AGGREGATE | AEP | 5021136 | CORNER | 138 KV | T1 | LOAD
45298731 | MON POWER | AGGREGATE | AEP | 5021148 | DEGUSSA | 138 KV | DEGUSSA | LOAD
45298731 | MON POWER | AGGREGATE | AEP | 5021157 | DUCKCREE | 138 KV | T1 | LOAD
45298731 | MON POWER | AGGREGATE | AEP | 5021184 | ELKEM | 138 KV | T1 | LOAD
45298731 | MON POWER | AGGREGATE | AEP | 5021238 | GOODRICH | 138 KV | T1 | LOAD
45298731 | MON POWER | AGGREGATE | AEP | 5021265 | HARMARHI | 138 KV | T1 | LOAD
45298731 | MON POWER | AGGREGATE | AEP | 5021334 | LAYMAN | 138 KV | T1 | LOAD
45298731 | MON POWER | AGGREGATE | AEP | 47012209 | MILL AEP | 138 KV | T2 | LOAD
45298731 | MON POWER | AGGREGATE | AEP | 5021476 | PORTERFI | 138 KV | T1 | LOAD
45298731 | MON POWER | AGGREGATE | AEP | 5021497 | RIVERVIE | 138 KV | T1 | LOAD
45298731 | MON POWER | AGGREGATE | AEP | 5021498 | RIVERVIE | 138 KV | T2 | LOAD
45298731 | MON POWER | AGGREGATE | AEP | 5021517 | SHELL | 138 KV | T1 | LOAD
45298731 | MON POWER | AGGREGATE | AEP | 5021518 | SHELL | 138 KV | T2 | LOAD
19623499 | MONT ALTO - AP | AGGREGATE | APS | 2156109545 | GUILFORD | 34.5 KV | T1LD | LOAD
19623499 | MONT ALTO - AP | AGGREGATE | APS | 5021487 | REID | 138 KV | T1 | LOAD
19623499 | MONT ALTO - AP | AGGREGATE | APS | 5021488 | REID | 138 KV | T2 | LOAD
19623499 | MONT ALTO - AP | AGGREGATE | APS | 5021617 | WWAYNESB | 138 KV | T2 | LOAD
51241 | MONTVILLE | AGGREGATE | JCPL | 205518 | MONTVILL | 35 KV | LOAD1 | LOAD
33432227 | MORRIS CC | AGGREGATE | COMED | 32417831 | J375 | 13.5 KV | J375-1 | GEN
33432227 | MORRIS CC | AGGREGATE | COMED | 32417833 | J375 | 13.5 KV | J375-2 | GEN
33432227 | MORRIS CC | AGGREGATE | COMED | 32417835 | J375 | 13.5 KV | J375-3 | GEN
33432227 | MORRIS CC | AGGREGATE | COMED | 32417837 | J375 | 13.5 KV | U-STGEN1 | GEN
31674279 | MOTIVA | AGGREGATE | DPL | 38367769 | DELA DPL | 13 KV | T1 | LOAD
31674279 | MOTIVA | AGGREGATE | DPL | 45565811 | MOTIVA | 138 KV | LOAD | LOAD
31674279 | MOTIVA | AGGREGATE | DPL | 510431 | REYBOLD | 138 KV | T1 | LOAD
734134 | MUDDY RUN | AGGREGATE | PECO | 50549 | MUDDYRN | 13 KV | UNIT1 | GEN
734134 | MUDDY RUN | AGGREGATE | PECO | 50550 | MUDDYRN | 13 KV | UNIT2 | GEN
734134 | MUDDY RUN | AGGREGATE | PECO | 50551 | MUDDYRN | 13 KV | UNIT3 | GEN
734134 | MUDDY RUN | AGGREGATE | PECO | 50552 | MUDDYRN | 13 KV | UNIT4 | GEN
734134 | MUDDY RUN | AGGREGATE | PECO | 50553 | MUDDYRN | 13 KV | UNIT5 | GEN
734134 | MUDDY RUN | AGGREGATE | PECO | 50554 | MUDDYRN | 13 KV | UNIT6 | GEN
734134 | MUDDY RUN | AGGREGATE | PECO | 50555 | MUDDYRN | 13 KV | UNIT7 | GEN
734134 | MUDDY RUN | AGGREGATE | PECO | 50556 | MUDDYRN | 13 KV | UNIT8 | GEN
15590289 | NAAMANS | AGGREGATE | DPL | 38367791 | NAAMANS | 69 KV | T1 | LOAD
56783061 | NAPERVILLE | AGGREGATE | COMED | 32406761 | 103 LISL | 12 KV | FW039 | LOAD
56783061 | NAPERVILLE | AGGREGATE | COMED | 1183222266 | W600 | 138 KV | L1000 | LOAD
56783061 | NAPERVILLE | AGGREGATE | COMED | 1183222265 | W600 | 138 KV | L1050 | LOAD
56783061 | NAPERVILLE | AGGREGATE | COMED | 32408805 | W600 | 138 KV | TR10XA34 | LOAD
56783061 | NAPERVILLE | AGGREGATE | COMED | 32408807 | W600 | 138 KV | TR10XB12 | LOAD
56783061 | NAPERVILLE | AGGREGATE | COMED | 32408837 | W601 | 138 KV | TR75XA12 | LOAD
56783061 | NAPERVILLE | AGGREGATE | COMED | 32408839 | W601 | 138 KV | TR75XB12 | LOAD
56783061 | NAPERVILLE | AGGREGATE | COMED | 32408841 | W602 | 138 KV | TR72XA12 | LOAD
56783061 | NAPERVILLE | AGGREGATE | COMED | 32408843 | W602 | 138 KV | TR72XB12 | LOAD
56783061 | NAPERVILLE | AGGREGATE | COMED | 32408845 | W603 | 138 KV | TR65XA12 | LOAD
56783061 | NAPERVILLE | AGGREGATE | COMED | 32408847 | W603 | 138 KV | TR65XB12 | LOAD
1270652100 | NELSON CC1 | AGGREGATE | COMED | 1107289685 | 942 NELS | 13.8 KV | ST1 | GEN
1270652100 | NELSON CC1 | AGGREGATE | COMED | 1107289683 | 942 NELS | 18 KV | GT1 | GEN
1270652101 | NELSON CC2 | AGGREGATE | COMED | 1107289686 | 942 NELS | 13.8 KV | ST2 | GEN
1270652101 | NELSON CC2 | AGGREGATE | COMED | 1107289684 | 942 NELS | 18 KV | GT2 | GEN
123905887 | NEW CASTLE DIESEL | AGGREGATE | ATSI | 98370483 | NEWCASOE | 23 KV | EMDS-A | GEN
123905887 | NEW CASTLE DIESEL | AGGREGATE | ATSI | 98370485 | NEWCASOE | 23 KV | EMDS-B | GEN
1297837077 | NEWARK ENERGY CC | AGGREGATE | PSEG | 1248991826 | NEWARKEC | 18 KV | CTG11 | GEN
1297837077 | NEWARK ENERGY CC | AGGREGATE | PSEG | 1248991825 | NEWARKEC | 18 KV | CTG12 | GEN
1297837077 | NEWARK ENERGY CC | AGGREGATE | PSEG | 1248991827 | NEWARKEC | 18 KV | STG10 | GEN
466543 | NEWCHURCH CT1-2 | AGGREGATE | DPL | 93150 | NEWCHURC | 13 KV | CT1 | GEN
466543 | NEWCHURCH CT1-2 | AGGREGATE | DPL | 93151 | NEWCHURC | 13 KV | CT2 | GEN
27677108 | NEWMARTINSVILLE-AP | AGGREGATE | APS | 5021417 | NEWMARTI | 138 KV | T2 | LOAD
254698 | NLEBNON | AGGREGATE | METED | 1183219666 | NLEBNON | 69 KV | BK2 | LOAD
2156111104 | NORTHWEST (AGGREGATE) | AGGREGATE | AEP | 32947179 | ARCADIAN | 345 KV | GENDUMMY | EXT
2156111104 | NORTHWEST (AGGREGATE) | AGGREGATE | AEP | 32419523 | BVR CH 6 | 20 KV | RCH52GUN | EXT
2156111104 | NORTHWEST (AGGREGATE) | AGGREGATE | AEP | 32947199 | DAVNPRT6 | 161 KV | GENDUMMY | EXT
2156111104 | NORTHWEST (AGGREGATE) | AGGREGATE | AEP | 32947181 | KENOSHA | 26.2 KV | GENDUMMY | EXT
2156111104 | NORTHWEST (AGGREGATE) | AGGREGATE | AEP | 32947183 | PADDOCK | 69 KV | GENDUMMY | EXT
2156111104 | NORTHWEST (AGGREGATE) | AGGREGATE | AEP | 32418193 | PLEAS PR | 24 KV | PRG1 UN | EXT
31739635 | OCCIDENTAL | AGGREGATE | DPL | 510431 | REYBOLD | 138 KV | T1 | LOAD
32661115 | OLYPHANT | AGGREGATE | PPL | 2156113731 | LACKAWAN | 69 KV | SCRA2_LD | LOAD
1305255202 | ONTARIO | AGGREGATE | APS | 1084392978 | BRUCEA | 17 KV | G_3 | EXT
11473645 | ONTELAUNEE | AGGREGATE | METED | 5021706 | ONTELAUN | 18 KV | CT1 | GEN
11473645 | ONTELAUNEE | AGGREGATE | METED | 5021707 | ONTELAUN | 18 KV | CT2 | GEN
11473645 | ONTELAUNEE | AGGREGATE | METED | 5021708 | ONTELAUN | 18 KV | STM | GEN
21839454 | OVEC (PRE-PJM) | AGGREGATE | OVEC | 1552845534 | CLIFTYCR | 15.5 KV | CC1 | GEN
21839454 | OVEC (PRE-PJM) | AGGREGATE | OVEC | 2156109330 | DOEX530 | 13.8 KV | LOAD | LOAD
21839454 | OVEC (PRE-PJM) | AGGREGATE | OVEC | 1552845545 | KYGERCRE | 15.5 KV | KY1 | GEN
115944315 | PAINESVILLE | AGGREGATE | ATSI | 98370355 | PAINESV | 138 KV | TR1 | LOAD
115944315 | PAINESVILLE | AGGREGATE | ATSI | 98370357 | PAINESV | 138 KV | TR2 | LOAD
115944307 | PENN POWER | AGGREGATE | ATSI | 98370031 | BMF | 138 KV | TR1 | LOAD
115944307 | PENN POWER | AGGREGATE | ATSI | 98370033 | BMF | 138 KV | TR2 | LOAD
115944307 | PENN POWER | AGGREGATE | ATSI | 32414843 | CEDAROE | 69 KV | A | LOAD
115944307 | PENN POWER | AGGREGATE | ATSI | 98370083 | DUFERCO | 138 KV | TR1 | LOAD
115944307 | PENN POWER | AGGREGATE | ATSI | 98370085 | DUFERCO | 138 KV | TR2 | LOAD
115944307 | PENN POWER | AGGREGATE | ATSI | 98370093 | ELW_IND | 138 KV | TR1 | LOAD
115944307 | PENN POWER | AGGREGATE | ATSI | 98370095 | ELW_IND | 138 KV | TR2 | LOAD
115944307 | PENN POWER | AGGREGATE | ATSI | 98370097 | EPWORTH | 138 KV | TR1 | LOAD
115944307 | PENN POWER | AGGREGATE | ATSI | 98370099 | EPWORTH | 138 KV | TR2 | LOAD
115944307 | PENN POWER | AGGREGATE | ATSI | 98370107 | FERNWY | 138 KV | TR1 | LOAD
115944307 | PENN POWER | AGGREGATE | ATSI | 98370109 | FERNWY | 138 KV | TR2 | LOAD
115944307 | PENN POWER | AGGREGATE | ATSI | 87901527 | MANSFIEL | 345 KV | LDTR1 | LOAD
115944307 | PENN POWER | AGGREGATE | ATSI | 87901525 | MANSFIEL | 345 KV | LDTR2 | LOAD
115944307 | PENN POWER | AGGREGATE | ATSI | 32415121 | MCDOWLOE | 69 KV | A | LOAD
115944307 | PENN POWER | AGGREGATE | ATSI | 32415143 | NEWCASOE | 23 KV | B | LOAD
115944307 | PENN POWER | AGGREGATE | ATSI | 106856813 | NEWCASOE | 69 KV | TR6 | LOAD
115944307 | PENN POWER | AGGREGATE | ATSI | 98370207 | P_EL_UDH | 138 KV | LDST | LOAD
115944307 | PENN POWER | AGGREGATE | ATSI | 2156114633 | PPPINE | 69 KV | WARRENDA | LOAD
115944307 | PENN POWER | AGGREGATE | ATSI | 98370235 | SENECAOE | 138 KV | TR1 | LOAD
115944307 | PENN POWER | AGGREGATE | ATSI | 98370241 | SHRPQS | 138 KV | TR1 | LOAD
51246 | PENNTECH | AGGREGATE | PENELEC | 50785 | PENNTECH | 13 KV | GEN | GEN
338268 | PEPCO DC | AGGREGATE | PEPCO | 5020990 | 10THST | 138 KV | LOAD T1 | LOAD
338268 | PEPCO DC | AGGREGATE | PEPCO | 5020991 | 10THST | 138 KV | LOAD T2 | LOAD
338268 | PEPCO DC | AGGREGATE | PEPCO | 5020992 | 10THST | 138 KV | LOAD T3 | LOAD
338268 | PEPCO DC | AGGREGATE | PEPCO | 5020993 | 10THST | 138 KV | LOAD T4 | LOAD
338268 | PEPCO DC | AGGREGATE | PEPCO | 2156114720 | 12THST | 13.8 KV | T1_LOAD | LOAD
338268 | PEPCO DC | AGGREGATE | PEPCO | 2156114659 | 12THST | 13.8 KV | T2_LOAD | LOAD
338268 | PEPCO DC | AGGREGATE | PEPCO | 2156114739 | 12THST | 13.8 KV | T3_LOAD | LOAD
338268 | PEPCO DC | AGGREGATE | PEPCO | 2156114734 | 12THST | 13.8 KV | T4_LOAD | LOAD
338268 | PEPCO DC | AGGREGATE | PEPCO | 135388659 | 22ST | 13.8 KV | LOAD1 | LOAD
338268 | PEPCO DC | AGGREGATE | PEPCO | 135388661 | 22ST | 13.8 KV | LOAD2 | LOAD
338268 | PEPCO DC | AGGREGATE | PEPCO | 135388663 | 22ST | 13.8 KV | LOAD3 | LOAD
338268 | PEPCO DC | AGGREGATE | PEPCO | 135388665 | 22ST | 13.8 KV | LOAD4 | LOAD
338268 | PEPCO DC | AGGREGATE | PEPCO | 135388667 | 22ST | 13.8 KV | LOAD5 | LOAD
338268 | PEPCO DC | AGGREGATE | PEPCO | 135388669 | 22ST | 13.8 KV | LOAD6 | LOAD
338268 | PEPCO DC | AGGREGATE | PEPCO | 1097722218 | ALABAMA | 13 KV | LOAD T1 | LOAD
338268 | PEPCO DC | AGGREGATE | PEPCO | 1097722219 | ALABAMA | 13 KV | LOAD T2 | LOAD
338268 | PEPCO DC | AGGREGATE | PEPCO | 1097722220 | ALABAMA | 13 KV | LOAD T3 | LOAD
338268 | PEPCO DC | AGGREGATE | PEPCO | 1097722221 | ALABAMA | 13 KV | LOAD T4 | LOAD
338268 | PEPCO DC | AGGREGATE | PEPCO | 1097722222 | ALABAMA | 13 KV | LOAD T5 | LOAD
338268 | PEPCO DC | AGGREGATE | PEPCO | 1097722223 | ALABAMA | 13 KV | LOAD T6 | LOAD
338268 | PEPCO DC | AGGREGATE | PEPCO | 49714 | BENNING | 230 KV | 230-1 | LOAD
338268 | PEPCO DC | AGGREGATE | PEPCO | 49715 | BENNING | 230 KV | 230-2 | LOAD
338268 | PEPCO DC | AGGREGATE | PEPCO | 49716 | BENNING | 230 KV | 230-3 | LOAD
338268 | PEPCO DC | AGGREGATE | PEPCO | 49717 | BENNING | 230 KV | 230-4 | LOAD
338268 | PEPCO DC | AGGREGATE | PEPCO | 2156110433 | BENNING | 69 KV | 15T | LOAD
338268 | PEPCO DC | AGGREGATE | PEPCO | 1075443609 | BENNING | 69 KV | 69114 | LOAD
338268 | PEPCO DC | AGGREGATE | PEPCO | 1318131453 | BENNING | 69 KV | 69115 | LOAD
338268 | PEPCO DC | AGGREGATE | PEPCO | 49710 | BENNING | 69 KV | LOAD46 | LOAD
338268 | PEPCO DC | AGGREGATE | PEPCO | 49711 | BENNING | 69 KV | LOAD47 | LOAD
338268 | PEPCO DC | AGGREGATE | PEPCO | 49712 | BENNING | 69 KV | LOAD48 | LOAD
338268 | PEPCO DC | AGGREGATE | PEPCO | 49713 | BENNING | 69 KV | LOAD49 | LOAD
338268 | PEPCO DC | AGGREGATE | PEPCO | 5021002 | BUZZARD | 138 KV | LOAD T1 | LOAD
338268 | PEPCO DC | AGGREGATE | PEPCO | 5021006 | BUZZARD | 138 KV | LOAD T11 | LOAD
338268 | PEPCO DC | AGGREGATE | PEPCO | 5021007 | BUZZARD | 138 KV | LOAD T12 | LOAD
338268 | PEPCO DC | AGGREGATE | PEPCO | 5021003 | BUZZARD | 138 KV | LOAD T2 | LOAD
338268 | PEPCO DC | AGGREGATE | PEPCO | 5021004 | BUZZARD | 138 KV | LOAD T3 | LOAD
338268 | PEPCO DC | AGGREGATE | PEPCO | 5021005 | BUZZARD | 138 KV | LOAD T4 | LOAD
338268 | PEPCO DC | AGGREGATE | PEPCO | 135388671 | CHMPLN | 13.8 KV | LOAD1 | LOAD
338268 | PEPCO DC | AGGREGATE | PEPCO | 135388673 | CHMPLN | 13.8 KV | LOAD2 | LOAD
338268 | PEPCO DC | AGGREGATE | PEPCO | 135388675 | CHMPLN | 13.8 KV | LOAD3 | LOAD
338268 | PEPCO DC | AGGREGATE | PEPCO | 135388677 | CHMPLN | 13.8 KV | LOAD4 | LOAD
338268 | PEPCO DC | AGGREGATE | PEPCO | 135388679 | CHMPLN | 13.8 KV | LOAD5 | LOAD
338268 | PEPCO DC | AGGREGATE | PEPCO | 135388681 | CHMPLN | 13.8 KV | LOAD6 | LOAD
338268 | PEPCO DC | AGGREGATE | PEPCO | 2156114688 | FTSLOCUM | 13.8 KV | T1_LOAD | LOAD
338268 | PEPCO DC | AGGREGATE | PEPCO | 2156114760 | FTSLOCUM | 13.8 KV | T2_LOAD | LOAD
338268 | PEPCO DC | AGGREGATE | PEPCO | 2156114715 | FTSLOCUM | 13.8 KV | T3_LOAD | LOAD
338268 | PEPCO DC | AGGREGATE | PEPCO | 2156114709 | FTSLOCUM | 13.8 KV | T4_LOAD | LOAD
338268 | PEPCO DC | AGGREGATE | PEPCO | 1368997912 | HARRISN | 138 KV | TR1 | LOAD
338268 | PEPCO DC | AGGREGATE | PEPCO | 1368997913 | HARRISN | 138 KV | TR2 | LOAD
338268 | PEPCO DC | AGGREGATE | PEPCO | 1368997914 | HARRISN | 138 KV | TR3 | LOAD
338268 | PEPCO DC | AGGREGATE | PEPCO | 5021012 | OST | 138 KV | LOAD T1 | LOAD
338268 | PEPCO DC | AGGREGATE | PEPCO | 5021013 | OST | 138 KV | LOAD T2 | LOAD
338268 | PEPCO DC | AGGREGATE | PEPCO | 5021014 | OST | 138 KV | LOAD T3 | LOAD
338268 | PEPCO DC | AGGREGATE | PEPCO | 5021015 | OST | 138 KV | LOAD T4 | LOAD
338268 | PEPCO DC | AGGREGATE | PEPCO | 49755 | POTOMAC | 69 KV | LD1 | LOAD
338268 | PEPCO DC | AGGREGATE | PEPCO | 49756 | POTOMAC | 69 KV | LD2 | LOAD
338268 | PEPCO DC | AGGREGATE | PEPCO | 49757 | POTOMAC | 69 KV | LD3 | LOAD
338268 | PEPCO DC | AGGREGATE | PEPCO | 49758 | POTOMAC | 69 KV | LD4 | LOAD
338268 | PEPCO DC | AGGREGATE | PEPCO | 49759 | POTOMAC | 69 KV | LD5 | LOAD
338268 | PEPCO DC | AGGREGATE | PEPCO | 49760 | POTOMAC | 69 KV | LD6 | LOAD
338268 | PEPCO DC | AGGREGATE | PEPCO | 5021016 | SOUTHWES | 138 KV | LOAD T1 | LOAD
338268 | PEPCO DC | AGGREGATE | PEPCO | 5021017 | SOUTHWES | 138 KV | LOAD T2 | LOAD
338268 | PEPCO DC | AGGREGATE | PEPCO | 5021018 | SOUTHWES | 138 KV | LOAD T3 | LOAD
338268 | PEPCO DC | AGGREGATE | PEPCO | 5021019 | SOUTHWES | 138 KV | LOAD T4 | LOAD
338268 | PEPCO DC | AGGREGATE | PEPCO | 5021020 | VANNESS | 138 KV | LOAD T1 | LOAD
338268 | PEPCO DC | AGGREGATE | PEPCO | 5021021 | VANNESS | 138 KV | LOAD T2 | LOAD
338268 | PEPCO DC | AGGREGATE | PEPCO | 5021022 | VANNESS | 138 KV | LOAD T3 | LOAD
338268 | PEPCO DC | AGGREGATE | PEPCO | 5021023 | VANNESS | 138 KV | LOAD T4 | LOAD
338268 | PEPCO DC | AGGREGATE | PEPCO | 2156112798 | WATERFRO | 230 KV | T1 | LOAD
338268 | PEPCO DC | AGGREGATE | PEPCO | 2156113895 | WATERFRO | 230 KV | T3 | LOAD
338268 | PEPCO DC | AGGREGATE | PEPCO | 2156113970 | WATERFRO | 230 KV | T4 | LOAD
338268 | PEPCO DC | AGGREGATE | PEPCO | 2156113919 | WATERFRO | 230 KV | T6 | LOAD
338269 | PEPCO MD | AGGREGATE | PEPCO | 49701 | BELLSMIL | 34 KV | LD1B | LOAD
338269 | PEPCO MD | AGGREGATE | PEPCO | 49702 | BELLSMIL | 34 KV | LD2B | LOAD
338269 | PEPCO MD | AGGREGATE | PEPCO | 49703 | BELLSMIL | 34 KV | LD3B | LOAD
338269 | PEPCO MD | AGGREGATE | PEPCO | 49704 | BELLSMIL | 34 KV | LD4B | LOAD
338269 | PEPCO MD | AGGREGATE | PEPCO | 49705 | BELLSMIL | 69 KV | 69-1 | LOAD
338269 | PEPCO MD | AGGREGATE | PEPCO | 49706 | BELLSMIL | 69 KV | 69-2 | LOAD
338269 | PEPCO MD | AGGREGATE | PEPCO | 49707 | BELLSMIL | 69 KV | 69-3 | LOAD
338269 | PEPCO MD | AGGREGATE | PEPCO | 49708 | BELLSMIL | 69 KV | 69-4 | LOAD
338269 | PEPCO MD | AGGREGATE | PEPCO | 49718 | BETHESDA | 34 KV | LD1 | LOAD
338269 | PEPCO MD | AGGREGATE | PEPCO | 49719 | BETHESDA | 34 KV | LD2 | LOAD
338269 | PEPCO MD | AGGREGATE | PEPCO | 49720 | BETHESDA | 34 KV | LD3 | LOAD
338269 | PEPCO MD | AGGREGATE | PEPCO | 49721 | BETHESDA | 34 KV | LD4 | LOAD
338269 | PEPCO MD | AGGREGATE | PEPCO | 49722 | BLADENSB | 13 KV | LD1 | LOAD
338269 | PEPCO MD | AGGREGATE | PEPCO | 49723 | BLADENSB | 13 KV | LD2 | LOAD
338269 | PEPCO MD | AGGREGATE | PEPCO | 49724 | BLADENSB | 13 KV | LD3 | LOAD
338269 | PEPCO MD | AGGREGATE | PEPCO | 49736 | LANHAM | 13 KV | 13LD1 | LOAD
338269 | PEPCO MD | AGGREGATE | PEPCO | 49737 | LANHAM | 13 KV | 13LD2 | LOAD
338269 | PEPCO MD | AGGREGATE | PEPCO | 49738 | LANHAM | 13 KV | 13LD3 | LOAD
338269 | PEPCO MD | AGGREGATE | PEPCO | 49739 | LANHAM | 34 KV | 34LD1 | LOAD
338269 | PEPCO MD | AGGREGATE | PEPCO | 49740 | LANHAM | 34 KV | 34LD2 | LOAD
338269 | PEPCO MD | AGGREGATE | PEPCO | 49741 | LANHAM | 34 KV | 34LD3 | LOAD
338269 | PEPCO MD | AGGREGATE | PEPCO | 49742 | METZTAP | 69 KV | LD1 | LOAD
338269 | PEPCO MD | AGGREGATE | PEPCO | 49743 | METZTAP | 69 KV | LD2 | LOAD
338269 | PEPCO MD | AGGREGATE | PEPCO | 49744 | METZTAP | 69 KV | LD3 | LOAD
338269 | PEPCO MD | AGGREGATE | PEPCO | 49745 | METZTAP | 69 KV | LD4 | LOAD
338269 | PEPCO MD | AGGREGATE | PEPCO | 49747 | NORBECK | 69 KV | LD1 | LOAD
338269 | PEPCO MD | AGGREGATE | PEPCO | 49748 | NORBECK | 69 KV | LD2 | LOAD
338269 | PEPCO MD | AGGREGATE | PEPCO | 49749 | NORBECK | 69 KV | LD3 | LOAD
338269 | PEPCO MD | AGGREGATE | PEPCO | 49750 | NORBECK | 69 KV | LD4 | LOAD
338269 | PEPCO MD | AGGREGATE | PEPCO | 49752 | PALMERS | 69 KV | LD1 | LOAD
338269 | PEPCO MD | AGGREGATE | PEPCO | 49753 | PALMERS | 69 KV | LD2 | LOAD
338269 | PEPCO MD | AGGREGATE | PEPCO | 49754 | PALMERS | 69 KV | LD3 | LOAD
338269 | PEPCO MD | AGGREGATE | PEPCO | 1552826342 | PALMERS | 69 KV | LD4 | LOAD
338269 | PEPCO MD | AGGREGATE | PEPCO | 49761 | QUINCEOR | 69 KV | LD1 | LOAD
338269 | PEPCO MD | AGGREGATE | PEPCO | 49762 | QUINCEOR | 69 KV | LD2 | LOAD
338269 | PEPCO MD | AGGREGATE | PEPCO | 49763 | QUINCEOR | 69 KV | LD3 | LOAD
338269 | PEPCO MD | AGGREGATE | PEPCO | 38367735 | QUINCEOR | 69 KV | LD4 | LOAD
338269 | PEPCO MD | AGGREGATE | PEPCO | 1552826354 | QUINCEOR | 69 KV | LD5 | LOAD
338269 | PEPCO MD | AGGREGATE | PEPCO | 1552826355 | QUINCEOR | 69 KV | LD6 | LOAD
338269 | PEPCO MD | AGGREGATE | PEPCO | 1097722307 | RITCHIE | 69 KV | 69001LD | LOAD
338269 | PEPCO MD | AGGREGATE | PEPCO | 1097722308 | RITCHIE | 69 KV | 69007LD | LOAD
338269 | PEPCO MD | AGGREGATE | PEPCO | 2156110435 | RITCHIE | 69 KV | LD69002 | LOAD
338269 | PEPCO MD | AGGREGATE | PEPCO | 2156110436 | RITCHIE | 69 KV | LD69003 | LOAD
338269 | PEPCO MD | AGGREGATE | PEPCO | 2156110434 | RITCHIE | 69 KV | LD69006 | LOAD
338269 | PEPCO MD | AGGREGATE | PEPCO | 1097722309 | RITCHIE | 69 KV | LD69085 | LOAD
338269 | PEPCO MD | AGGREGATE | PEPCO | 49770 | TAKOMA | 34 KV | 34-1 | LOAD
338269 | PEPCO MD | AGGREGATE | PEPCO | 49771 | TAKOMA | 34 KV | 34-2 | LOAD
338269 | PEPCO MD | AGGREGATE | PEPCO | 49772 | TAKOMA | 34 KV | 34-3 | LOAD
338269 | PEPCO MD | AGGREGATE | PEPCO | 49773 | TAKOMA | 34 KV | 34-4 | LOAD
338269 | PEPCO MD | AGGREGATE | PEPCO | 1075443692 | TAKOMA | 69 KV | 69127 | LOAD
338269 | PEPCO MD | AGGREGATE | PEPCO | 1552826376 | TAKOMA | 69 KV | 69128_LD | LOAD
338269 | PEPCO MD | AGGREGATE | PEPCO | 1552826375 | TAKOMA | 69 KV | 69130_LD | LOAD
338269 | PEPCO MD | AGGREGATE | PEPCO | 49775 | TAKOMA | 69 KV | 69-2 | LOAD
338269 | PEPCO MD | AGGREGATE | PEPCO | 49779 | TUXEDO | 13 KV | 13-1 | LOAD
338269 | PEPCO MD | AGGREGATE | PEPCO | 49780 | TUXEDO | 13 KV | 13-2 | LOAD
338269 | PEPCO MD | AGGREGATE | PEPCO | 49781 | TUXEDO | 13 KV | 13-3 | LOAD
338269 | PEPCO MD | AGGREGATE | PEPCO | 49783 | WILDERCR | 13 KV | 13-1 | LOAD
338269 | PEPCO MD | AGGREGATE | PEPCO | 49784 | WILDERCR | 13 KV | 13-2 | LOAD
338269 | PEPCO MD | AGGREGATE | PEPCO | 49785 | WILDERCR | 13 KV | 13-3 | LOAD
338270 | PEPCO SMECO | AGGREGATE | PEPCO | 93353413 | SMECO | 69 KV | LOAD | LOAD
32711185 | PERKASIE | AGGREGATE | PPL | 2156113005 | BLOOMI_G | 69 KV | BLGL1_LD | LOAD
32711185 | PERKASIE | AGGREGATE | PPL | 2156113107 | BLOOMI_G | 69 KV | BLGL2_LD | LOAD
79463693 | PERRYMAN 1-2 | AGGREGATE | BGE | 50679 | PERRYMAN | 13 KV | CT 1 | GEN
79463695 | PERRYMAN 3-4 | AGGREGATE | BGE | 50681 | PERRYMAN | 13 KV | CT 3 | GEN
79463695 | PERRYMAN 3-4 | AGGREGATE | BGE | 50682 | PERRYMAN | 13 KV | CT 4 | GEN
27677107 | PHILIPPI - AP | AGGREGATE | APS | 5021566 | UNIONRD | 138 KV | T1 | LOAD
38931401 | PHILLIPS ISLAND CC | AGGREGATE | PECO | 21601794 | LINWDPE | 18 KV | CT1 | GEN
38931401 | PHILLIPS ISLAND CC | AGGREGATE | PECO | 21601795 | LINWDPE | 18 KV | CT2 | GEN
38931401 | PHILLIPS ISLAND CC | AGGREGATE | PECO | 21601796 | LINWDPE | 18 KV | CT3 | GEN
38931401 | PHILLIPS ISLAND CC | AGGREGATE | PECO | 21601797 | LINWDPE | 18 KV | STM | GEN
41173653 | POSSUM POINT 6 CC | AGGREGATE | DOM | 34887893 | POSSUMP4 | 18 KV | GT6A | GEN
41173653 | POSSUM POINT 6 CC | AGGREGATE | DOM | 34887895 | POSSUMP4 | 18 KV | GT6B | GEN
41173653 | POSSUM POINT 6 CC | AGGREGATE | DOM | 34887897 | POSSUMP4 | 18 KV | GT6S | GEN
29919904 | POTTSTOWN NUG | AGGREGATE | PECO | 659721 | MOSER | 35 KV | 1BUS | LOAD
33138779 | POWERTON 5-6 | AGGREGATE | COMED | 32417625 | 3 POWERT | 24 KV | PO-5 | GEN
33138779 | POWERTON 5-6 | AGGREGATE | COMED | 32417627 | 3 POWERT | 24 KV | PO-6 | GEN
51252 | PPL_ALLUGI | AGGREGATE | PPL | 1047926 | COURTDAL | 13 KV | LOAD | LOAD
51252 | PPL_ALLUGI | AGGREGATE | PPL | 1047927 | DALLAS | 13 KV | LOAD | LOAD
51252 | PPL_ALLUGI | AGGREGATE | PPL | 1047928 | GLENVIEW | 13 KV | LOAD1 | LOAD
51252 | PPL_ALLUGI | AGGREGATE | PPL | 1047929 | HANOVER | 13 KV | LOAD1 | LOAD
51252 | PPL_ALLUGI | AGGREGATE | PPL | 1047930 | HANOVER | 13 KV | LOAD2 | LOAD
51252 | PPL_ALLUGI | AGGREGATE | PPL | 1047921 | HUNLOCK | 13 KV | 13KVLOAD | LOAD
51252 | PPL_ALLUGI | AGGREGATE | PPL | 1047932 | KING UGI | 13 KV | LOAD1 | LOAD
51252 | PPL_ALLUGI | AGGREGATE | PPL | 1047933 | KING UGI | 13 KV | LOAD2 | LOAD
51252 | PPL_ALLUGI | AGGREGATE | PPL | 1047934 | KOONSVIL | 13 KV | LOAD1 | LOAD
51252 | PPL_ALLUGI | AGGREGATE | PPL | 1047935 | KOONSVIL | 13 KV | LOAD2 | LOAD
51252 | PPL_ALLUGI | AGGREGATE | PPL | 1047936 | KUNKLE | 13 KV | LOAD1 | LOAD
51252 | PPL_ALLUGI | AGGREGATE | PPL | 1047937 | LINC UGI | 13 KV | LOAD1 | LOAD
51252 | PPL_ALLUGI | AGGREGATE | PPL | 1047938 | LINC UGI | 13 KV | LOAD2 | LOAD
51252 | PPL_ALLUGI | AGGREGATE | PPL | 1047939 | PLYM UGI | 13 KV | LOAD1 | LOAD
51252 | PPL_ALLUGI | AGGREGATE | PPL | 1047940 | PLYM UGI | 13 KV | LOAD2 | LOAD
51252 | PPL_ALLUGI | AGGREGATE | PPL | 1047941 | SWOYERSV | 13 KV | LOAD1 | LOAD
51252 | PPL_ALLUGI | AGGREGATE | PPL | 1047942 | SWOYERSV | 13 KV | LOAD2 | LOAD
33455823 | QUAD CITIES 1-2 | AGGREGATE | COMED | 32417631 | 4 QUAD C | 18 KV | QC-1 | GEN
33455823 | QUAD CITIES 1-2 | AGGREGATE | COMED | 32417629 | 4 QUAD C | 18 KV | QC-2 | GEN
32661107 | QUAKERTOWN | AGGREGATE | PPL | 2156113005 | BLOOMI_G | 69 KV | BLGL1_LD | LOAD
32661107 | QUAKERTOWN | AGGREGATE | PPL | 2156113107 | BLOOMI_G | 69 KV | BLGL2_LD | LOAD
1186405573 | REDLION T1 | AGGREGATE | DPL | 31020621 | REDLION | 138 KV | T1 | LOAD
17461203 | REDOAK CC | AGGREGATE | JCPL | 1048049 | REDOAKA | 18 KV | CT2 | GEN
17461203 | REDOAK CC | AGGREGATE | JCPL | 1048050 | REDOAKA | 18 KV | CT3 | GEN
17461203 | REDOAK CC | AGGREGATE | JCPL | 1048052 | REDOAKB | 18 KV | CT | GEN
17461203 | REDOAK CC | AGGREGATE | JCPL | 1048051 | REDOAKB | 18 KV | ST | GEN
35079885 | RICHMOND | AGGREGATE | AEP | 32412355 | RICHMOND | 69 KV | T1 | LOAD
33097335 | RIVER | AGGREGATE | COMED | 32417787 | 955 RIVE | 16 KV | RV-1 | GEN
33097335 | RIVER | AGGREGATE | COMED | 32417789 | 955 RIVE | 16 KV | RV-2 | GEN
33092305 | ROCHELLE | AGGREGATE | COMED | 1338420136 | H440N | 138 KV | TR1 12 | LOAD
33092305 | ROCHELLE | AGGREGATE | COMED | 1338420137 | H440N | 138 KV | TR2 12 | LOAD
33092305 | ROCHELLE | AGGREGATE | COMED | 32408677 | H445 | 138 KV | TR3 12 | LOAD
33092305 | ROCHELLE | AGGREGATE | COMED | 32408679 | H445 | 138 KV | TR4 12 | LOAD
33092307 | ROCK FALLS | AGGREGATE | COMED | 32407057 | 133 ROCK | 34.5 KV | L13348 | LOAD
33092307 | ROCK FALLS | AGGREGATE | COMED | 32407055 | 133 ROCK | 34.5 KV | L13349 | LOAD
33138787 | ROCKFORD | AGGREGATE | COMED | 32417783 | 952 ROCK | 16 KV | RO11 | GEN
33138787 | ROCKFORD | AGGREGATE | COMED | 32417785 | 952 ROCK | 16 KV | RO12 | GEN
33138787 | ROCKFORD | AGGREGATE | COMED | 32417829 | 982 ROCK | 16 KV | RO21 | GEN
1305888485 | RPMONE 1-3 | AGGREGATE | AEP | 32419345 | RPMONE | 18 KV | 1 | GEN
1305888485 | RPMONE 1-3 | AGGREGATE | AEP | 32419347 | RPMONE | 18 KV | 2 | GEN
1305888485 | RPMONE 1-3 | AGGREGATE | AEP | 32419349 | RPMONE | 18 KV | 3 | GEN
79325091 | RTEP B0287 SOURCE | AGGREGATE | PECO | 50549 | MUDDYRN | 13 KV | UNIT1 | GEN
79325091 | RTEP B0287 SOURCE | AGGREGATE | PECO | 50550 | MUDDYRN | 13 KV | UNIT2 | GEN
79325091 | RTEP B0287 SOURCE | AGGREGATE | PECO | 50551 | MUDDYRN | 13 KV | UNIT3 | GEN
79325091 | RTEP B0287 SOURCE | AGGREGATE | PECO | 50552 | MUDDYRN | 13 KV | UNIT4 | GEN
79325091 | RTEP B0287 SOURCE | AGGREGATE | PECO | 50553 | MUDDYRN | 13 KV | UNIT5 | GEN
79325091 | RTEP B0287 SOURCE | AGGREGATE | PECO | 50554 | MUDDYRN | 13 KV | UNIT6 | GEN
79325091 | RTEP B0287 SOURCE | AGGREGATE | PECO | 50555 | MUDDYRN | 13 KV | UNIT7 | GEN
79325091 | RTEP B0287 SOURCE | AGGREGATE | PECO | 50556 | MUDDYRN | 13 KV | UNIT8 | GEN
79325091 | RTEP B0287 SOURCE | AGGREGATE | PECO | 50557 | PEACHBOT | 22 KV | UNIT02 | GEN
79325091 | RTEP B0287 SOURCE | AGGREGATE | PECO | 50558 | PEACHBOT | 22 KV | UNIT03 | GEN
115944317 | RTEP B0328 SOURCE | AGGREGATE | DOM | 34887949 | BATHCO | 20 KV | GM1 | GEN
115944317 | RTEP B0328 SOURCE | AGGREGATE | DOM | 45565915 | GREENGAP | 35 KV | G1 | GEN
115944317 | RTEP B0328 SOURCE | AGGREGATE | APS | 51019 | HARR APS | 20 KV | GEN 1 | GEN
115944317 | RTEP B0328 SOURCE | AGGREGATE | APS | 51020 | HARR APS | 20 KV | GEN 2 | GEN
115944317 | RTEP B0328 SOURCE | AGGREGATE | APS | 51021 | HARR APS | 20 KV | GEN 3 | GEN
115944317 | RTEP B0328 SOURCE | AGGREGATE | DOM | 34887997 | MTSTORM4 | 22 KV | G1 | GEN
115944317 | RTEP B0328 SOURCE | AGGREGATE | DOM | 34887999 | MTSTORM4 | 22 KV | G2 | GEN
115944317 | RTEP B0328 SOURCE | AGGREGATE | DOM | 34888001 | MTSTORM4 | 22 KV | G3 | GEN
115944317 | RTEP B0328 SOURCE | AGGREGATE | DOM | 1305131444 | MTSTORM4 | 35 KV | GT1 | GEN
115944319 | RTEP B0329 SOURCE | AGGREGATE | DOM | 34887845 | GRAVLNK | 13 KV | GT3 | GEN
115944319 | RTEP B0329 SOURCE | AGGREGATE | DOM | 34887847 | GRAVLNK | 13 KV | GT4 | GEN
115944319 | RTEP B0329 SOURCE | AGGREGATE | DOM | 34887849 | GRAVLNK | 13 KV | GT5 | GEN
115944319 | RTEP B0329 SOURCE | AGGREGATE | DOM | 34887851 | GRAVLNK | 13 KV | GT6 | GEN
115944319 | RTEP B0329 SOURCE | AGGREGATE | DOM | 34887853 | GRAVLNK | 13 KV | GTS | GEN
115944319 | RTEP B0329 SOURCE | AGGREGATE | DOM | 76427813 | HCF | 13.8 KV | GT1 | GEN
115944319 | RTEP B0329 SOURCE | AGGREGATE | DOM | 76427815 | HCF | 13.8 KV | GT2 | GEN
115944319 | RTEP B0329 SOURCE | AGGREGATE | DOM | 34887859 | SURRY4 | 22 KV | G1 | GEN
115944319 | RTEP B0329 SOURCE | AGGREGATE | DOM | 53049067 | WINCHEST | 35 KV | BETHELLF | GEN
37420965 | SAFE HARBOR 1-12 | AGGREGATE | PPL | 50639 | SAFEHARB | 13 KV | UNIT1 | GEN
37420965 | SAFE HARBOR 1-12 | AGGREGATE | PPL | 50636 | SAFEHARB | 13 KV | UNIT10 | GEN
37420965 | SAFE HARBOR 1-12 | AGGREGATE | PPL | 50637 | SAFEHARB | 13 KV | UNIT11 | GEN
37420965 | SAFE HARBOR 1-12 | AGGREGATE | PPL | 50638 | SAFEHARB | 13 KV | UNIT12 | GEN
37420965 | SAFE HARBOR 1-12 | AGGREGATE | PPL | 50640 | SAFEHARB | 13 KV | UNIT2 | GEN
37420965 | SAFE HARBOR 1-12 | AGGREGATE | PPL | 50641 | SAFEHARB | 13 KV | UNIT3 | GEN
37420965 | SAFE HARBOR 1-12 | AGGREGATE | PPL | 50642 | SAFEHARB | 13 KV | UNIT4 | GEN
37420965 | SAFE HARBOR 1-12 | AGGREGATE | PPL | 50643 | SAFEHARB | 13 KV | UNIT5 | GEN
37420965 | SAFE HARBOR 1-12 | AGGREGATE | PPL | 50644 | SAFEHARB | 13 KV | UNIT6 | GEN
37420965 | SAFE HARBOR 1-12 | AGGREGATE | PPL | 50645 | SAFEHARB | 13 KV | UNIT7 | GEN
37420965 | SAFE HARBOR 1-12 | AGGREGATE | PPL | 50634 | SAFEHARB | 13 KV | UNIT8 | GEN
37420965 | SAFE HARBOR 1-12 | AGGREGATE | PPL | 50635 | SAFEHARB | 13 KV | UNIT9 | GEN
51255 | SENECA | AGGREGATE | PENELEC | 50790 | SENECA | 13 KV | 1GEN | GEN
51255 | SENECA | AGGREGATE | PENELEC | 50791 | SENECA | 13 KV | 2GEN | GEN
51255 | SENECA | AGGREGATE | PENELEC | 50792 | SENECA | 13 KV | 3GEN | GEN
1567376477 | SJEC CC | AGGREGATE | AEP | 1379268208 | SJEC | 18 KV | CTG1A | GEN
1567376477 | SJEC CC | AGGREGATE | AEP | 1379268207 | SJEC | 18 KV | CTG1B | GEN
1567376477 | SJEC CC | AGGREGATE | AEP | 1379268209 | SJEC | 18 KV | STG | GEN
977712853 | SMITH MOUNT | AGGREGATE | AEP | 40243841 | SMITHMOU | 13.8 KV | SM1 | GEN
977712853 | SMITH MOUNT | AGGREGATE | AEP | 40243843 | SMITHMOU | 13.8 KV | SM2 | GEN
977712853 | SMITH MOUNT | AGGREGATE | AEP | 40243845 | SMITHMOU | 13.8 KV | SM3 | GEN
977712853 | SMITH MOUNT | AGGREGATE | AEP | 40243847 | SMITHMOU | 13.8 KV | SM4 | GEN
977712853 | SMITH MOUNT | AGGREGATE | AEP | 40243849 | SMITHMOU | 13.8 KV | SM5 | GEN
8717315 | SOUTH BEND 1-4 | AGGREGATE | APS | 5021748 | SBEND | 18 KV | CT1 | GEN
8717315 | SOUTH BEND 1-4 | AGGREGATE | APS | 5021749 | SBEND | 18 KV | CT2 | GEN
8717315 | SOUTH BEND 1-4 | AGGREGATE | APS | 5021750 | SBEND | 18 KV | CT3 | GEN
8717315 | SOUTH BEND 1-4 | AGGREGATE | APS | 5021752 | SBEND | 18 KV | CT4 | GEN
40817521 | SOUTHEAST (PRE-DOM) | AGGREGATE | DOM | 34887951 | BATHCO | 20 KV | GM2 | GEN
40817521 | SOUTHEAST (PRE-DOM) | AGGREGATE | DOM | 1084393278 | MCGUIRE4 | 230 KV | PRICEPT1 | EXT
40817521 | SOUTHEAST (PRE-DOM) | AGGREGATE | DOM | 34887893 | POSSUMP4 | 18 KV | GT6A | GEN
40817521 | SOUTHEAST (PRE-DOM) | AGGREGATE | DOM | 1084393156 | ROXBOROG | 230 KV | PRICEPT1 | EXT
51261 | SOUTHRIV 230 | AGGREGATE | JCPL | 50726 | SRIVER | 230 KV | NUG GE | GEN
9284221 | SPRINGDALE CC | AGGREGATE | APS | 5021754 | SPRINGDA | 13 KV | AES 1 | GEN
9284221 | SPRINGDALE CC | AGGREGATE | APS | 5021755 | SPRINGDA | 13 KV | AES 2 | GEN
31193389 | SPRINGDALE CC5 | AGGREGATE | APS | 21601808 | SPRINGDA | 18 KV | CT3 | GEN
31193389 | SPRINGDALE CC5 | AGGREGATE | APS | 21601809 | SPRINGDA | 18 KV | CT4 | GEN
31193389 | SPRINGDALE CC5 | AGGREGATE | APS | 21601810 | SPRINGDA | 18 KV | ST5 | GEN
2156109263 | SPRUANCE G3G4 | AGGREGATE | DOM | 2156109452 | SPRUANCE | 13.8 KV | G2-3 | GEN
2156109263 | SPRUANCE G3G4 | AGGREGATE | DOM | 2156109453 | SPRUANCE | 13.8 KV | G2-4 | GEN
1358756777 | ST CHARLES CC | AGGREGATE | PEPCO | 1318144035 | KELSONRI | 18 KV | STCHA1CT | GEN
1358756777 | ST CHARLES CC | AGGREGATE | PEPCO | 1318144033 | KELSONRI | 18 KV | STCHA1ST | GEN
1358756777 | ST CHARLES CC | AGGREGATE | PEPCO | 1318144034 | KELSONRI | 18 KV | STCHA2CT | GEN
33092299 | ST. CHARLES | AGGREGATE | COMED | 32407039 | 131 W CH | 34.5 KV | L13150 | LOAD
33092299 | ST. CHARLES | AGGREGATE | COMED | 32407043 | 131 W CH | 34.5 KV | L13154 | LOAD
33092299 | ST. CHARLES | AGGREGATE | COMED | 32407045 | 131 W CH | 34.5 KV | L13155 | LOAD
33092299 | ST. CHARLES | AGGREGATE | COMED | 32407047 | 131 W CH | 34.5 KV | L13156 | LOAD
33092299 | ST. CHARLES | AGGREGATE | COMED | 32407049 | 131 W CH | 34.5 KV | L13159 | LOAD
33092299 | ST. CHARLES | AGGREGATE | COMED | 32408033 | 56 NO AU | 34.5 KV | L5639 | LOAD
33092299 | ST. CHARLES | AGGREGATE | COMED | 32408113 | 577 S EL | 34.5 KV | L57736 | LOAD
33092299 | ST. CHARLES | AGGREGATE | COMED | 32408433 | 79 SPAUL | 34.5 KV | L7962 | LOAD
34003353 | STEELCTY 4 | AGGREGATE | PPL | 5021694 | STEELCTY | 13 KV | BETH CT1 | GEN
34003353 | STEELCTY 4 | AGGREGATE | PPL | 5021695 | STEELCTY | 13 KV | BETH CT2 | GEN
34003353 | STEELCTY 4 | AGGREGATE | PPL | 5021696 | STEELCTY | 13 KV | BETH CT3 | GEN
34003353 | STEELCTY 4 | AGGREGATE | PPL | 32947157 | STEELCTY | 18 KV | BETH 4CC | GEN
34003355 | STEELCTY 8 | AGGREGATE | PPL | 5021698 | STEELCTY | 13 KV | BETH CT5 | GEN
34003355 | STEELCTY 8 | AGGREGATE | PPL | 5021699 | STEELCTY | 13 KV | BETH CT6 | GEN
34003355 | STEELCTY 8 | AGGREGATE | PPL | 32947155 | STEELCTY | 13 KV | BETH CT7 | GEN
34003355 | STEELCTY 8 | AGGREGATE | PPL | 32947159 | STEELCTY | 18 KV | BETH 8CC | GEN
6470135 | SULLIVAN | AGGREGATE | PPL | 1183218951 | CLINTON | 69 KV | MUNCY2 | LOAD
51270 | SUNBURY LBRG | AGGREGATE | PPL | 1268558220 | LEWISBRG | 69 KV | LOAD | LOAD
45966587 | TANSBORO AE | AGGREGATE | AECO | 1666099366 | TANSBORO | 69 KV | T2 LOAD | LOAD
24668858 | TARENTUM - AP | AGGREGATE | APS | 5021199 | FAWN | 138 KV | T1 | LOAD
24668858 | TARENTUM - AP | AGGREGATE | APS | 5021201 | FAWN | 138 KV | T62 | LOAD
24668858 | TARENTUM - AP | AGGREGATE | APS | 5021232 | GOBAIN | 138 KV | T1 | LOAD
24668858 | TARENTUM - AP | AGGREGATE | APS | 5021270 | HARWICK | 138 KV | T1 | LOAD
59288829 | TEMPLEU | AGGREGATE | PECO | 48968 | NPHILADE | 13 KV | BUS1 | LOAD
22465574 | THURMONT - AP | AGGREGATE | APS | 87901509 | BOONSBOR | 35 KV | T1 | LOAD
22465574 | THURMONT - AP | AGGREGATE | APS | 87901507 | BOONSBOR | 35 KV | T3 | LOAD
22465574 | THURMONT - AP | AGGREGATE | APS | 5021112 | CARROLL | 138 KV | T1 | LOAD
22465574 | THURMONT - AP | AGGREGATE | APS | 5021114 | CARROLL | 138 KV | T3 | LOAD
22465574 | THURMONT - AP | AGGREGATE | APS | 5021116 | CATOCTIN | 138 KV | T1 | LOAD
22465574 | THURMONT - AP | AGGREGATE | APS | 1356150060 | CATOCTIN | 34 KV | T4 | LOAD
22465574 | THURMONT - AP | AGGREGATE | APS | 2156109545 | GUILFORD | 34.5 KV | T1LD | LOAD
22465574 | THURMONT - AP | AGGREGATE | APS | 51519901 | MCCAIN | 35 KV | T1 | LOAD
22465574 | THURMONT - AP | AGGREGATE | APS | 51519903 | MONOCACY | 35 KV | T3 | LOAD
22465574 | THURMONT - AP | AGGREGATE | APS | 51519907 | MONTGOME | 35 KV | T1 | LOAD
22465574 | THURMONT - AP | AGGREGATE | APS | 51519909 | MONTGOME | 35 KV | T3 | LOAD
22465574 | THURMONT - AP | AGGREGATE | APS | 51519911 | MTAIRY | 35 KV | T1 | LOAD
22465574 | THURMONT - AP | AGGREGATE | APS | 5021487 | REID | 138 KV | T1 | LOAD
22465574 | THURMONT - AP | AGGREGATE | APS | 5021488 | REID | 138 KV | T2 | LOAD
22465574 | THURMONT - AP | AGGREGATE | APS | 5021617 | WWAYNESB | 138 KV | T2 | LOAD
1856780 | TOSCO LOAD BUS | AGGREGATE | PSEG | 1047909 | TOSCOGIS | 27 KV | REF LOAD | LOAD
51277 | TRAYNOR | AGGREGATE | JCPL | 49363 | TRAYNOR | 230 KV | BK 14 | LOAD
6470136 | TRI-COUNTY | AGGREGATE | PPL | 2156111373 | LOCKHAVE | 69 KV | T1LOAD | LOAD
51279 | UGI | AGGREGATE | PPL | 1047926 | COURTDAL | 13 KV | LOAD | LOAD
51279 | UGI | AGGREGATE | PPL | 1047927 | DALLAS | 13 KV | LOAD | LOAD
51279 | UGI | AGGREGATE | PPL | 1047928 | GLENVIEW | 13 KV | LOAD1 | LOAD
51279 | UGI | AGGREGATE | PPL | 1047929 | HANOVER | 13 KV | LOAD1 | LOAD
51279 | UGI | AGGREGATE | PPL | 1047930 | HANOVER | 13 KV | LOAD2 | LOAD
51279 | UGI | AGGREGATE | PPL | 1047921 | HUNLOCK | 13 KV | 13KVLOAD | LOAD
51279 | UGI | AGGREGATE | PPL | 1047932 | KING UGI | 13 KV | LOAD1 | LOAD
51279 | UGI | AGGREGATE | PPL | 1047933 | KING UGI | 13 KV | LOAD2 | LOAD
51279 | UGI | AGGREGATE | PPL | 1047934 | KOONSVIL | 13 KV | LOAD1 | LOAD
51279 | UGI | AGGREGATE | PPL | 1047935 | KOONSVIL | 13 KV | LOAD2 | LOAD
51279 | UGI | AGGREGATE | PPL | 1047936 | KUNKLE | 13 KV | LOAD1 | LOAD
51279 | UGI | AGGREGATE | PPL | 1047937 | LINC UGI | 13 KV | LOAD1 | LOAD
51279 | UGI | AGGREGATE | PPL | 1047938 | LINC UGI | 13 KV | LOAD2 | LOAD
51279 | UGI | AGGREGATE | PPL | 1047939 | PLYM UGI | 13 KV | LOAD1 | LOAD
51279 | UGI | AGGREGATE | PPL | 1047940 | PLYM UGI | 13 KV | LOAD2 | LOAD
51279 | UGI | AGGREGATE | PPL | 1047941 | SWOYERSV | 13 KV | LOAD1 | LOAD
51279 | UGI | AGGREGATE | PPL | 1047942 | SWOYERSV | 13 KV | LOAD2 | LOAD
33138789 | UNIV PARK 1-6 | AGGREGATE | COMED | 32417751 | 946 UNIV | 13.5 KV | UP31-1 | GEN
33138789 | UNIV PARK 1-6 | AGGREGATE | COMED | 32417753 | 946 UNIV | 13.5 KV | UP31-2 | GEN
33138789 | UNIV PARK 1-6 | AGGREGATE | COMED | 32417755 | 946 UNIV | 13.5 KV | UP32-1 | GEN
33138789 | UNIV PARK 1-6 | AGGREGATE | COMED | 32417757 | 946 UNIV | 13.5 KV | UP32-2 | GEN
33138789 | UNIV PARK 1-6 | AGGREGATE | COMED | 32417759 | 946 UNIV | 13.5 KV | UP33-1 | GEN
33138789 | UNIV PARK 1-6 | AGGREGATE | COMED | 32417761 | 946 UNIV | 13.5 KV | UP33-2 | GEN
51280 | VINELAND | AGGREGATE | AECO | 49791 | BUTLER | 69 KV | LOAD1 | LOAD
51280 | VINELAND | AGGREGATE | AECO | 1439640930 | BUTLER | 69 KV | PROGRESO | LOAD
51280 | VINELAND | AGGREGATE | AECO | 31020613 | LANDIS | 138 KV | MANAWAY | LOAD
51280 | VINELAND | AGGREGATE | AECO | 53048693 | LINCOLN1 | 138 KV | CLAYVILL | LOAD
51280 | VINELAND | AGGREGATE | AECO | 1439641077 | VINELAND | 69 KV | CENTRAL | LOAD
51280 | VINELAND | AGGREGATE | AECO | 1439641074 | VINELAND | 69 KV | NCENTRAL | LOAD
51280 | VINELAND | AGGREGATE | AECO | 1439641075 | VINELAND | 69 KV | WEST | LOAD
40620463 | VP BATH 1-6 PH | AGGREGATE | DOM | 34887949 | BATHCO | 20 KV | GM1 | GEN
40620463 | VP BATH 1-6 PH | AGGREGATE | DOM | 34887951 | BATHCO | 20 KV | GM2 | GEN
40620463 | VP BATH 1-6 PH | AGGREGATE | DOM | 34887953 | BATHCO | 20 KV | GM3 | GEN
40620463 | VP BATH 1-6 PH | AGGREGATE | DOM | 34887955 | BATHCO | 20 KV | GM4 | GEN
40620463 | VP BATH 1-6 PH | AGGREGATE | DOM | 34887957 | BATHCO | 20 KV | GM5 | GEN
40620463 | VP BATH 1-6 PH | AGGREGATE | DOM | 34887959 | BATHCO | 20 KV | GM6 | GEN
41018269 | VP CHESTERFIELD 7 CC | AGGREGATE | DOM | 34887767 | CHESTER4 | 14 KV | G7G | GEN
41018269 | VP CHESTERFIELD 7 CC | AGGREGATE | DOM | 34887769 | CHESTER4 | 14 KV | G7S | GEN
41018271 | VP CHESTERFIELD 8 CC | AGGREGATE | DOM | 34887771 | CHESTER4 | 14 KV | G8G | GEN
41018271 | VP CHESTERFIELD 8 CC | AGGREGATE | DOM | 34887773 | CHESTER4 | 14 KV | G8S | GEN
40620455 | VP GASTON 1-4 | AGGREGATE | DOM | 34887923 | GASTON4 | 14 KV | G1 | GEN
40620455 | VP GASTON 1-4 | AGGREGATE | DOM | 34887925 | GASTON4 | 14 KV | G2 | GEN
40620455 | VP GASTON 1-4 | AGGREGATE | DOM | 34887927 | GASTON4 | 14 KV | G3 | GEN
40620455 | VP GASTON 1-4 | AGGREGATE | DOM | 34887929 | GASTON4 | 14 KV | G4 | GEN
41161061 | VP KERR DAM 1-7 | AGGREGATE | DOM | 34887805 | KERRDAM | 14 KV | G1 | GEN
41161061 | VP KERR DAM 1-7 | AGGREGATE | DOM | 34887807 | KERRDAM | 14 KV | G2 | GEN
41161061 | VP KERR DAM 1-7 | AGGREGATE | DOM | 34887809 | KERRDAM | 14 KV | G3 | GEN
41161061 | VP KERR DAM 1-7 | AGGREGATE | DOM | 34887811 | KERRDAM | 14 KV | G4 | GEN
41161061 | VP KERR DAM 1-7 | AGGREGATE | DOM | 34887813 | KERRDAM | 14 KV | G5 | GEN
41161061 | VP KERR DAM 1-7 | AGGREGATE | DOM | 34887815 | KERRDAM | 14 KV | G6 | GEN
41161061 | VP KERR DAM 1-7 | AGGREGATE | DOM | 34887817 | KERRDAM | 14 KV | G7 | GEN
41018275 | VP OUTBANKS DIESELS | AGGREGATE | DOM | 34887915 | BUXTON | 34.5 KV | GEN12 | GEN
41018275 | VP OUTBANKS DIESELS | AGGREGATE | DOM | 34887917 | BUXTON | 34.5 KV | GEN34 | GEN
41018275 | VP OUTBANKS DIESELS | AGGREGATE | DOM | 34887911 | BUXTON | 34.5 KV | GEN5 | GEN
41018275 | VP OUTBANKS DIESELS | AGGREGATE | DOM | 34887913 | BUXTON | 34.5 KV | OCRACOK1 | GEN
40620459 | VP POSSUMPT 6 CC | AGGREGATE | DOM | 34887893 | POSSUMP4 | 18 KV | GT6A | GEN
40620459 | VP POSSUMPT 6 CC | AGGREGATE | DOM | 34887895 | POSSUMP4 | 18 KV | GT6B | GEN
40620459 | VP POSSUMPT 6 CC | AGGREGATE | DOM | 34887897 | POSSUMP4 | 18 KV | GT6S | GEN
40620461 | VP ROANOKE RAPIDS 1-4 | AGGREGATE | DOM | 34887935 | RORAPIDS | 14 KV | G1 | GEN
40620461 | VP ROANOKE RAPIDS 1-4 | AGGREGATE | DOM | 34887937 | RORAPIDS | 14 KV | G2 | GEN
40620461 | VP ROANOKE RAPIDS 1-4 | AGGREGATE | DOM | 34887939 | RORAPIDS | 14 KV | G3 | GEN
40620461 | VP ROANOKE RAPIDS 1-4 | AGGREGATE | DOM | 34887941 | RORAPIDS | 14 KV | G4 | GEN
79463699 | WAGNER 1 | AGGREGATE | BGE | 50688 | WAGNER | 13 KV | CT 01 | GEN
79463699 | WAGNER 1 | AGGREGATE | BGE | 50689 | WAGNER | 13 KV | GEN 01 | GEN
41935493 | WALDWICK JK | AGGREGATE | PSEG | 41935491 | WALDWICK | 345 KV | SMA-WALJ | TIE
41935493 | WALDWICK JK | AGGREGATE | PSEG | 41935489 | WALDWICK | 345 KV | SMA-WALK | TIE
1893549566 | WALNUT RIDGE | AGGREGATE | COMED | 1666117129 | 980 WALN | 34.5 KV | WALNTRWF | GEN
1232939261 | WARREN COUNTY CC | AGGREGATE | DOM | 1097733802 | FRONTROY | 21 KV | WARCOCT1 | GEN
1232939261 | WARREN COUNTY CC | AGGREGATE | DOM | 1097733803 | FRONTROY | 21 KV | WARCOCT2 | GEN
1232939261 | WARREN COUNTY CC | AGGREGATE | DOM | 1097733805 | FRONTROY | 21 KV | WARCOCT3 | GEN
1232939261 | WARREN COUNTY CC | AGGREGATE | DOM | 1097733804 | FRONTROY | 21 KV | WARCOST1 | GEN
35102845 | WATERFORD CC | AGGREGATE | AEP | 71856741 | PSEGGLOB | 18 KV | 6 | GEN
35102845 | WATERFORD CC | AGGREGATE | AEP | 71856743 | PSEGGLOB | 18 KV | 7 | GEN
35102845 | WATERFORD CC | AGGREGATE | AEP | 71856745 | PSEGGLOB | 18 KV | 8 | GEN
35102845 | WATERFORD CC | AGGREGATE | AEP | 71856747 | PSEGGLOB | 22 KV | 5 | GEN
32661109 | WATSONTOWN | AGGREGATE | PPL | 1183218950 | CLINTON | 69 KV | MUNCY1 | LOAD
1250135567 | WAUKEEGAN PEAKERS | AGGREGATE | COMED | 32417575 | 16 WAUKE | 138 KV | WA31 | GEN
1250135567 | WAUKEEGAN PEAKERS | AGGREGATE | COMED | 32417577 | 16 WAUKE | 138 KV | WA32 | GEN
51285 | WELLSBORO | AGGREGATE | PENELEC | 49600 | MANS PN | 34 KV | WELLSB | LOAD
51285 | WELLSBORO | AGGREGATE | PENELEC | 49608 | NILESVAL | 115 KV | WLSBR1 | LOAD
51285 | WELLSBORO | AGGREGATE | PENELEC | 49609 | NILESVAL | 115 KV | WLSBR2 | LOAD
51285 | WELLSBORO | AGGREGATE | PENELEC | 49639 | SABINSVI | 34 KV | WELLBR | LOAD
1205267539 | WEST DEPTFORD CC | AGGREGATE | AECO | 1084390986 | CROWNPNT | 18 KV | CTG1 | GEN
1205267539 | WEST DEPTFORD CC | AGGREGATE | AECO | 1084390987 | CROWNPNT | 18 KV | CTG2 | GEN
1205267539 | WEST DEPTFORD CC | AGGREGATE | AECO | 1084390988 | CROWNPNT | 21 KV | STG1 | GEN
38591341 | WESTVACO | AGGREGATE | APS | 5021597 | WESTVACO | 138 KV | T1 | LOAD
38591341 | WESTVACO | AGGREGATE | APS | 5021598 | WESTVACO | 138 KV | T2 | LOAD
1355904715 | WILDCAT CC | AGGREGATE | PECO | 1348265111 | ROCKSPRI | 21 KV | WCATCTG1 | GEN
1355904715 | WILDCAT CC | AGGREGATE | PECO | 1348265112 | ROCKSPRI | 21 KV | WCATCTG2 | GEN
1355904715 | WILDCAT CC | AGGREGATE | PECO | 1348265110 | ROCKSPRI | 24 KV | WCATSTG | GEN
22515686 | WILLIAMSPORT - AP | AGGREGATE | APS | 2156114934 | ANTIETAM | 34.5 KV | BUS1_LD | LOAD
22515686 | WILLIAMSPORT - AP | AGGREGATE | APS | 2156115078 | ANTIETAM | 34.5 KV | BUS2_LD | LOAD
22515686 | WILLIAMSPORT - AP | AGGREGATE | APS | 21601660 | MARLOWE | 34 KV | 34KVLOAD | LOAD
22515686 | WILLIAMSPORT - AP | AGGREGATE | APS | 2156114462 | OPEQUON | 34.5 KV | T3_LOAD | LOAD
22515686 | WILLIAMSPORT - AP | AGGREGATE | APS | 5021487 | REID | 138 KV | T1 | LOAD
22515686 | WILLIAMSPORT - AP | AGGREGATE | APS | 5021488 | REID | 138 KV | T2 | LOAD
128774205 | WILLIAMSTOWN | AGGREGATE | DEOK | 119117657 | 08GRANT | 69 KV | LD41 | LOAD
128774205 | WILLIAMSTOWN | AGGREGATE | DEOK | 119117659 | 08GRANT | 69 KV | LD42 | LOAD
1305364529 | WILLOW ISLAND HYDRO | AGGREGATE | APS | 1123179716 | WILLOWIH | 6.9 KV | WILLHYD1 | GEN
1305364529 | WILLOW ISLAND HYDRO | AGGREGATE | APS | 1123179717 | WILLOWIH | 6.9 KV | WILLHYD2 | GEN
33092309 | WINNETKA | AGGREGATE | COMED | 32407383 | 212 NORT | 138 KV | TR71 12 | LOAD
33092309 | WINNETKA | AGGREGATE | COMED | 32407385 | 212 NORT | 138 KV | TR72 12 | LOAD
33092309 | WINNETKA | AGGREGATE | COMED | 32407389 | 212 NORT | 138 KV | TR74 12 | LOAD
33092309 | WINNETKA | AGGREGATE | COMED | 32408613 | C434 | 138 KV | TR71 12 | LOAD
37420967 | WOLF HILLS 1-5 | AGGREGATE | AEP | 83734417 | CONSTELL | 13.8 KV | 1 | GEN
37420967 | WOLF HILLS 1-5 | AGGREGATE | AEP | 83734419 | CONSTELL | 13.8 KV | 2 | GEN
37420967 | WOLF HILLS 1-5 | AGGREGATE | AEP | 83734421 | CONSTELL | 13.8 KV | 3 | GEN
37420967 | WOLF HILLS 1-5 | AGGREGATE | AEP | 83734423 | CONSTELL | 13.8 KV | 4 | GEN
37420967 | WOLF HILLS 1-5 | AGGREGATE | AEP | 83734425 | CONSTELL | 13.8 KV | 5 | GEN
1318632590 | WOODBRIDGE CC | AGGREGATE | JCPL | 1218914043 | WOODBRDG | 18 KV | CT-1A | GEN
1318632590 | WOODBRIDGE CC | AGGREGATE | JCPL | 1218914041 | WOODBRDG | 18 KV | CT-1B | GEN
1318632590 | WOODBRIDGE CC | AGGREGATE | JCPL | 1218914042 | WOODBRDG | 18 KV | S1 | GEN
2156111704 | YARDS CREEK 1-3 | AGGREGATE | JCPL | 50715 | YARDSCRE | 14 KV | UNIT01 | GEN
2156111704 | YARDS CREEK 1-3 | AGGREGATE | JCPL | 50716 | YARDSCRE | 14 KV | UNIT02 | GEN
2156111704 | YARDS CREEK 1-3 | AGGREGATE | JCPL | 50717 | YARDSCRE | 14 KV | UNIT03 | GEN
33138769 | ZION 1 | AGGREGATE | COMED | 32417823 | 974 ZION | 18 KV | ZE11 | GEN
1124361945 | HUDSONTP | INTERFACE |  | 1097732304 | HCS | 500 KV |  | EXT
31252687 | IMO | INTERFACE |  | 32417577 | 16 WAUKE | 138 KV |  | EXT
31252687 | IMO | INTERFACE |  | 2156109759 | 18 WILL | 20 KV |  | EXT
31252687 | IMO | INTERFACE |  | 32417625 | 3 POWERT | 24 KV |  | EXT
31252687 | IMO | INTERFACE |  | 51088 | BOWLINE | 20 KV |  | EXT
31252687 | IMO | INTERFACE |  | 32419523 | BVR CH 6 | 20 KV |  | EXT
31252687 | IMO | INTERFACE |  | 32418803 | CAYUGA2 | 345 KV |  | EXT
31252687 | IMO | INTERFACE |  | 135389875 | CTYLINE | 115 KV |  | EXT
31252687 | IMO | INTERFACE |  | 123901537 | EBEND | 20 KV |  | EXT
31252687 | IMO | INTERFACE |  | 32419191 | MICHIGA2 | 345 KV |  | EXT
31252687 | IMO | INTERFACE |  | 71856813 | MONROE | 26 KV |  | EXT
31252687 | IMO | INTERFACE |  | 40243837 | ROCKPOR2 | 26 KV |  | EXT
31252687 | IMO | INTERFACE |  | 51096 | ROSETON | 345 KV |  | EXT
31252687 | IMO | INTERFACE |  | 32419211 | SCHAHFER | 345 KV |  | EXT
31252687 | IMO | INTERFACE |  | 135389955 | STA1185 | 115 KV |  | EXT
81436855 | LINDENVFT | INTERFACE |  | 78711773 | LINVFT | 230 KV |  | EXT
40523629 | MISO | INTERFACE |  | 2156109758 | 16 WAUKE | 138 KV |  | EXT
40523629 | MISO | INTERFACE |  | 2156109759 | 18 WILL | 20 KV |  | EXT
40523629 | MISO | INTERFACE |  | 2156109760 | 3 POWERT | 24 KV |  | EXT
40523629 | MISO | INTERFACE |  | 2156109807 | BVR CH 6 | 20 KV |  | EXT
40523629 | MISO | INTERFACE |  | 2156109778 | CAYUGA2 | 345 KV |  | EXT
40523629 | MISO | INTERFACE |  | 2156109777 | EBEND | 20 KV |  | EXT
40523629 | MISO | INTERFACE |  | 2156109779 | MICHIGA2 | 345 KV |  | EXT
40523629 | MISO | INTERFACE |  | 2156109781 | MONROE | 26 KV |  | EXT
40523629 | MISO | INTERFACE |  | 2156109763 | ROCKPOR2 | 26 KV |  | EXT
40523629 | MISO | INTERFACE |  | 2156109780 | SCHAHFER | 345 KV |  | EXT
56958967 | NEPTUNE | INTERFACE |  | 112586241 | SAYRECON | 230 KV |  | EXT
5413134 | NYIS | INTERFACE |  | 51088 | BOWLINE | 20 KV |  | EXT
5413134 | NYIS | INTERFACE |  | 135389875 | CTYLINE | 115 KV |  | EXT
5413134 | NYIS | INTERFACE |  | 51096 | ROSETON | 345 KV |  | EXT
5413134 | NYIS | INTERFACE |  | 135389955 | STA1185 | 115 KV |  | EXT
2156111904 | SOUTH | INTERFACE |  | 1123180777 | BROWN_CT | 138 KV |  | EXT
2156111904 | SOUTH | INTERFACE |  | 1084393457 | BULLRU | 161 KV |  | EXT
2156111904 | SOUTH | INTERFACE |  | 1123180796 | GHENT_LG | 22 KV |  | EXT
2156111904 | SOUTH | INTERFACE |  | 1268572878 | GREENTO2 | 138 KV |  | EXT
2156111904 | SOUTH | INTERFACE |  | 1084393140 | LEECPL | 115 KV |  | EXT
2156111904 | SOUTH | INTERFACE |  | 1084393278 | MCGUIRE4 | 230 KV |  | EXT
2156111904 | SOUTH | INTERFACE |  | 1084392083 | NOBLESVI | 230 KV |  | EXT
2156111904 | SOUTH | INTERFACE |  | 1084393156 | ROXBOROG | 230 KV |  | EXT
2156111904 | SOUTH | INTERFACE |  | 1084393165 | WAKE4 | 500 KV |  | EXT
2156111904 | SOUTH | INTERFACE |  | 57967673 | WALTON_3 | 230 KV |  | EXT
2156111904 | SOUTH | INTERFACE |  | 1084392109 | WHEATLND | 345 KV |  | EXT
51291 | AECO | ZONE | AECO | 510409 | ABSECON | 69 KV | LOAD1 | LOAD
51291 | AECO | ZONE | AECO | 32947101 | ABSECON | 69 KV | LOAD2 | LOAD
51291 | AECO | ZONE | AECO | 2156113010 | AIRCOAE | 69 KV | T1_LOAD | LOAD
51291 | AECO | ZONE | AECO | 2156113008 | AIRCOAE | 69 KV | T2_LOAD | LOAD
51291 | AECO | ZONE | AECO | 49786 | ATCO | 69 KV | BUS1 | LOAD
51291 | AECO | ZONE | AECO | 49787 | ATCO | 69 KV | BUS4 | LOAD
51291 | AECO | ZONE | AECO | 74008619 | BARNEGAT | 69 KV | T1 | LOAD
51291 | AECO | ZONE | AECO | 2156111257 | BECKETT | 69 KV | T1 | LOAD
51291 | AECO | ZONE | AECO | 2156111258 | BECKETT | 69 KV | T2 | LOAD
51291 | AECO | ZONE | AECO | 49789 | BERLIN | 69 KV | IBUS | LOAD
51291 | AECO | ZONE | AECO | 2156114562 | BURL_TAP | 69 KV | BUR_LOAD | LOAD
51291 | AECO | ZONE | AECO | 49791 | BUTLER | 69 KV | LOAD1 | LOAD
51291 | AECO | ZONE | AECO | 1439640930 | BUTLER | 69 KV | PROGRESO | LOAD
51291 | AECO | ZONE | AECO | 2156111261 | CAPEMAY | 69 KV | T2 | LOAD
51291 | AECO | ZONE | AECO | 2156111260 | CAPEMAY | 69 KV | T3 | LOAD
51291 | AECO | ZONE | AECO | 1183220124 | CARDIFF | 69 KV | LOAD3 | LOAD
51291 | AECO | ZONE | AECO | 53048691 | CARDIFF | 69 KV | T5 | LOAD
51291 | AECO | ZONE | AECO | 38367737 | CARLLS | 69 KV | T3 | LOAD
51291 | AECO | ZONE | AECO | 38367739 | CARLLS | 69 KV | T4 | LOAD
51291 | AECO | ZONE | AECO | 32947103 | CEDAR | 69 KV | LOAD6 | LOAD
51291 | AECO | ZONE | AECO | 32947105 | CEDAR | 69 KV | LOAD7 | LOAD
51291 | AECO | ZONE | AECO | 49796 | CHAMBERS | 230 KV | BUS3 | LOAD
51291 | AECO | ZONE | AECO | 1047970 | CHAMBERS | 230 KV | BUS4 | LOAD
51291 | AECO | ZONE | AECO | 49797 | CHURCHTO | 69 KV | BUS1 | LOAD
51291 | AECO | ZONE | AECO | 1379253869 | CHURCHTO | 69 KV | T5 | LOAD
51291 | AECO | ZONE | AECO | 2156114261 | CLAYTNAE | 69 KV | ECKO | LOAD
51291 | AECO | ZONE | AECO | 93121 | CLAYTNAE | 69 KV | LOAD1 | LOAD
51291 | AECO | ZONE | AECO | 2156114390 | CLAYTNAE | 69 KV | T2 | LOAD
51291 | AECO | ZONE | AECO | 659744 | CORSON | 69 KV | T3 | LOAD
51291 | AECO | ZONE | AECO | 659745 | CORSON | 69 KV | T4 | LOAD
51291 | AECO | ZONE | AECO | 10700734 | COURT | 69 KV | T1 | LOAD
51291 | AECO | ZONE | AECO | 10700736 | COURT | 69 KV | T3 | LOAD
51291 | AECO | ZONE | AECO | 1084380397 | CROWNPNT | 18 KV | UAT1 | LOAD
51291 | AECO | ZONE | AECO | 1084380398 | CROWNPNT | 18 KV | UAT2 | LOAD
51291 | AECO | ZONE | AECO | 71856457 | CUMB AE | 13.8 KV | AUXLD1 | LOAD
51291 | AECO | ZONE | AECO | 93122 | DACOSTA | 69 KV | LOAD1 | LOAD
51291 | AECO | ZONE | AECO | 659747 | DACOSTA | 69 KV | LOAD2 | LOAD
51291 | AECO | ZONE | AECO | 1097722369 | DOROTHY | 138 KV | 1BUS | LOAD
51291 | AECO | ZONE | AECO | 1097722370 | DOROTHY | 138 KV | 2BUS | LOAD
51291 | AECO | ZONE | AECO | 51519875 | EGGHARBO | 69 KV | T1 | LOAD
51291 | AECO | ZONE | AECO | 659749 | ENGLAND | 23 KV | BUS2 | LOAD
51291 | AECO | ZONE | AECO | 2156113690 | FAATC | 69 KV | LOAD1 | LOAD
51291 | AECO | ZONE | AECO | 2156113783 | FAATC | 69 KV | LOAD2 | LOAD
51291 | AECO | ZONE | AECO | 2156110138 | FAIRTON | 69 KV | T1-LD | LOAD
51291 | AECO | ZONE | AECO | 2156110137 | FAIRTON | 69 KV | T2-LD | LOAD
51291 | AECO | ZONE | AECO | 1107278632 | FRANKAE | 138 KV | T1 | LOAD
51291 | AECO | ZONE | AECO | 49803 | GLASSBOR | 69 KV | BUS2 | LOAD
51291 | AECO | ZONE | AECO | 49804 | GLASSBOR | 69 KV | BUS3 | LOAD
51291 | AECO | ZONE | AECO | 49805 | GLASSBOR | 69 KV | BUS5 | LOAD
51291 | AECO | ZONE | AECO | 2156110441 | HARBORBC | 69 KV | T1 | LOAD
51291 | AECO | ZONE | AECO | 2156110442 | HARBORBC | 69 KV | T2 | LOAD
51291 | AECO | ZONE | AECO | 119117437 | HIGBEE | 23 KV | LOAD_1 | LOAD
51291 | AECO | ZONE | AECO | 119117439 | HIGBEE | 23 KV | LOAD_2 | LOAD
51291 | AECO | ZONE | AECO | 2156112445 | HIGHST | 69 KV | SJGAS | LOAD
51291 | AECO | ZONE | AECO | 1356149686 | HIGHST | 69 KV | T1 | LOAD
51291 | AECO | ZONE | AECO | 2156112359 | HIGHST | 69 KV | T2 | LOAD
51291 | AECO | ZONE | AECO | 123900909 | HURON | 69 KV | LOADTR1 | LOAD
51291 | AECO | ZONE | AECO | 123900911 | HURON | 69 KV | LOADTR2 | LOAD
51291 | AECO | ZONE | AECO | 21601643 | HURON | 69 KV | MARLOAD1 | LOAD
51291 | AECO | ZONE | AECO | 21601644 | HURON | 69 KV | MARLOAD2 | LOAD
51291 | AECO | ZONE | AECO | 21601645 | HURON | 69 KV | MARLOAD3 | LOAD
51291 | AECO | ZONE | AECO | 10700740 | LAKEAVEN | 69 KV | T7 | LOAD
51291 | AECO | ZONE | AECO | 61482219 | LAKEAVEN | 69 KV | T8 | LOAD
51291 | AECO | ZONE | AECO | 1183220167 | LAKEAVEN | 69 KV | T9 | LOAD
51291 | AECO | ZONE | AECO | 45565805 | LAMB | 69 KV | T1 | LOAD
51291 | AECO | ZONE | AECO | 31020613 | LANDIS | 138 KV | MANAWAY | LOAD
51291 | AECO | ZONE | AECO | 1356149580 | LANDIS | 138 KV | T1 | LOAD
51291 | AECO | ZONE | AECO | 659750 | LAUREL | 69 KV | BUS4 | LOAD
51291 | AECO | ZONE | AECO | 93123 | LENOX AE | 69 KV | LOAD1 | LOAD
51291 | AECO | ZONE | AECO | 53048693 | LINCOLN1 | 138 KV | CLAYVILL | LOAD
51291 | AECO | ZONE | AECO | 1218902254 | LINCOLN3 | 69 KV | SS1 LOAD | LOAD
51291 | AECO | ZONE | AECO | 2156112362 | MANNMILL | 69 KV | LOAD1 | LOAD
51291 | AECO | ZONE | AECO | 49814 | MANTUA | 69 KV | BUS1 | LOAD
51291 | AECO | ZONE | AECO | 1439640991 | MANTUA | 69 KV | T2LOAD | LOAD
51291 | AECO | ZONE | AECO | 2156111391 | MANVILTP | 69 KV | LOAD | LOAD
51291 | AECO | ZONE | AECO | 1207062477 | MARVENAE | 69 KV | T1 LOAD | LOAD
51291 | AECO | ZONE | AECO | 1207062476 | MARVENAE | 69 KV | T2 LOAD | LOAD
51291 | AECO | ZONE | AECO | 1207062475 | MARVENAE | 69 KV | T3 LOAD | LOAD
51291 | AECO | ZONE | AECO | 32947109 | MERION | 138 KV | LOAD1 | LOAD
51291 | AECO | ZONE | AECO | 32947111 | MERION | 138 KV | LOAD2 | LOAD
51291 | AECO | ZONE | AECO | 40243219 | MICKLETO | 230 KV | LOADDUM | LOAD
51291 | AECO | ZONE | AECO | 1666099274 | MICKLETO | 69 KV | T2 LOAD | LOAD
51291 | AECO | ZONE | AECO | 1666099273 | MICKLETO | 69 KV | T5 LOAD | LOAD
51291 | AECO | ZONE | AECO | 49818 | MINOTOLA | 138 KV | 1BUS | LOAD
51291 | AECO | ZONE | AECO | 1097722409 | MINOTOLA | 138 KV | 2BUS | LOAD
51291 | AECO | ZONE | AECO | 40243221 | MONR AE | 230 KV | LOADDUM | LOAD
51291 | AECO | ZONE | AECO | 1047972 | MONSANTO | 69 KV | LOAD1 | LOAD
51291 | AECO | ZONE | AECO | 1132282105 | MOSSMILL | 69 KV | T1 | LOAD
51291 | AECO | ZONE | AECO | 1132282106 | MOSSMILL | 69 KV | T2 | LOAD
51291 | AECO | ZONE | AECO | 510412 | MOTTS | 69 KV | 3TX | LOAD
51291 | AECO | ZONE | AECO | 510410 | MOTTS | 69 KV | 5TX | LOAD
51291 | AECO | ZONE | AECO | 49828 | NEWPORT | 69 KV | LOAD1 | LOAD
51291 | AECO | ZONE | AECO | 2156112348 | NEWPORT | 69 KV | LOAD2 | LOAD
51291 | AECO | ZONE | AECO | 1268559208 | NEWPORT | 69 KV | SILICA | LOAD
51291 | AECO | ZONE | AECO | 1132282110 | NORTONVL | 69 KV | T2 LOAD | LOAD
51291 | AECO | ZONE | AECO | 49829 | OLDMAN | 69 KV | LOAD1 | LOAD
51291 | AECO | ZONE | AECO | 49830 | ONTARIO | 69 KV | LOAD1 | LOAD
51291 | AECO | ZONE | AECO | 205528 | ONTARIO | 69 KV | LOAD2 | LOAD
51291 | AECO | ZONE | AECO | 2156110140 | ONTARIO | 69 KV | LOAD3 | LOAD
51291 | AECO | ZONE | AECO | 2156110139 | ONTARIO | 69 KV | LOAD4 | LOAD
51291 | AECO | ZONE | AECO | 49832 | PAULSBRO | 69 KV | LOAD2 | LOAD
51291 | AECO | ZONE | AECO | 659754 | PAULSBRO | 69 KV | LOAD5 | LOAD
51291 | AECO | ZONE | AECO | 71856463 | PEDRICKT | 13.8 KV | AUXLD2 | LOAD
51291 | AECO | ZONE | AECO | 1305118279 | PEERMONT | 69 KV | T1 | LOAD
51291 | AECO | ZONE | AECO | 1305118278 | PEERMONT | 69 KV | T2 | LOAD
51291 | AECO | ZONE | AECO | 49834 | PINEHILL | 69 KV | 1BUS | LOAD
51291 | AECO | ZONE | AECO | 49835 | PINEHILL | 69 KV | 3BUS | LOAD
51291 | AECO | ZONE | AECO | 1666099412 | PVILLE | 69 KV | T4 | LOAD
51291 | AECO | ZONE | AECO | 1666099416 | PVILLE | 69 KV | T5 | LOAD
51291 | AECO | ZONE | AECO | 83734313 | QUINTON | 69 KV | T1_LOAD | LOAD
51291 | AECO | ZONE | AECO | 83734315 | QUINTON | 69 KV | T2_LOAD | LOAD
51291 | AECO | ZONE | AECO | 2156113000 | QUINTON | 69 KV | WIND | LOAD
51291 | AECO | ZONE | AECO | 2156113021 | REPAUNO | 69 KV | T1 | LOAD
51291 | AECO | ZONE | AECO | 2156113075 | REPAUNO | 69 KV | T2 | LOAD
51291 | AECO | ZONE | AECO | 1439641025 | RIOGRAND | 69 KV | T6 | LOAD
51291 | AECO | ZONE | AECO | 1439641026 | RIOGRAND | 69 KV | T7 | LOAD
51291 | AECO | ZONE | AECO | 1439641027 | RIOGRAND | 69 KV | T8 | LOAD
51291 | AECO | ZONE | AECO | 49837 | RIVER | 69 KV | LOAD1 | LOAD
51291 | AECO | ZONE | AECO | 93127 | ROADSTOW | 69 KV | LOAD1 | LOAD
51291 | AECO | ZONE | AECO | 1439641030 | ROADSTOW | 69 KV | T2LOAD | LOAD
51291 | AECO | ZONE | AECO | 53048695 | ROWAN | 69 KV | ROWANT1 | LOAD
51291 | AECO | ZONE | AECO | 53048697 | ROWAN | 69 KV | ROWANT2 | LOAD
51291 | AECO | ZONE | AECO | 49838 | SCULL | 138 KV | BUS1 | LOAD
51291 | AECO | ZONE | AECO | 49839 | SCULL | 138 KV | BUS2 | LOAD
51291 | AECO | ZONE | AECO | 48933943 | SEAISLE | 69 KV | T1 | LOAD
51291 | AECO | ZONE | AECO | 1666099332 | SEAISLE | 69 KV | T2 LOAD | LOAD
51291 | AECO | ZONE | AECO | 93129 | SEARSTOW | 69 KV | LOAD1 | LOAD
51291 | AECO | ZONE | AECO | 659756 | SEARSTOW | 69 KV | LOAD2 | LOAD
51291 | AECO | ZONE | AECO | 49840 | SECONDST | 69 KV | LOAD1 | LOAD
51291 | AECO | ZONE | AECO | 659757 | SECONDST | 69 KV | LOAD2 | LOAD
51291 | AECO | ZONE | AECO | 659758 | SECONDST | 69 KV | WHEAT1 | LOAD
51291 | AECO | ZONE | AECO | 659759 | SECONDST | 69 KV | WHEAT2 | LOAD
51291 | AECO | ZONE | AECO | 1268559242 | SECONDST | 69 KV | WHEATON | LOAD
51291 | AECO | ZONE | AECO | 71856465 | SHERMAN | 13.8 KV | AUXLD1 | LOAD
51291 | AECO | ZONE | AECO | 32947113 | SHIPBOTT | 69 KV | T1 | LOAD
51291 | AECO | ZONE | AECO | 32947115 | SHIPBOTT | 69 KV | T2 | LOAD
51291 | AECO | ZONE | AECO | 1666099348 | SHIPBOTT | 69 KV | T3 | LOAD
51291 | AECO | ZONE | AECO | 49842 | SICKLER | 69 KV | 2BUS | LOAD
51291 | AECO | ZONE | AECO | 78711717 | SICKLER | 69 KV | T3LOAD | LOAD
51291 | AECO | ZONE | AECO | 49843 | SILVERLA | 69 KV | BUS2 | LOAD
51291 | AECO | ZONE | AECO | 49844 | SILVERLA | 69 KV | BUS5 | LOAD
51291 | AECO | ZONE | AECO | 49845 | SMILLVIL | 69 KV | LOAD1 | LOAD
51291 | AECO | ZONE | AECO | 659760 | SMILLVIL | 69 KV | LOAD2 | LOAD
51291 | AECO | ZONE | AECO | 2156112474 | STRATFOR | 69 KV | T1 | LOAD
51291 | AECO | ZONE | AECO | 38367745 | STRATFOR | 69 KV | T2 | LOAD
51291 | AECO | ZONE | AECO | 10700747 | SWAINTON | 69 KV | LOAD2 | LOAD
51291 | AECO | ZONE | AECO | 48933947 | TABERNAC | 69 KV | T1 | LOAD
51291 | AECO | ZONE | AECO | 48933945 | TABERNAC | 69 KV | T2 | LOAD
51291 | AECO | ZONE | AECO | 1666099368 | TANSBORO | 69 KV | JM LOAD | LOAD
51291 | AECO | ZONE | AECO | 1666099369 | TANSBORO | 69 KV | T1 LOAD | LOAD
51291 | AECO | ZONE | AECO | 1666099366 | TANSBORO | 69 KV | T2 LOAD | LOAD
51291 | AECO | ZONE | AECO | 49851 | TERRACE | 69 KV | BUS1 | LOAD
51291 | AECO | ZONE | AECO | 49852 | TERRACE | 69 KV | BUS3 | LOAD
51291 | AECO | ZONE | AECO | 2156110439 | TERRACE | 69 KV | MU_LOAD | LOAD
51291 | AECO | ZONE | AECO | 2156110440 | TERRACE | 69 KV | T1 | LOAD
51291 | AECO | ZONE | AECO | 2156110438 | TERRACE | 69 KV | T2 | LOAD
51291 | AECO | ZONE | AECO | 2156110437 | TERRACE | 69 KV | T3 | LOAD
51291 | AECO | ZONE | AECO | 10700748 | TUCKAHOE | 69 KV | T1 | LOAD
51291 | AECO | ZONE | AECO | 49853 | UNION | 138 KV | BUS3 | LOAD
51291 | AECO | ZONE | AECO | 10700749 | UPPERPIT | 138 KV | LOAD | LOAD
51291 | AECO | ZONE | AECO | 2156111390 | VALEPKTP | 69 KV | LOAD | LOAD
51291 | AECO | ZONE | AECO | 32947117 | VALERO | 69 KV | LOAD1 | LOAD
51291 | AECO | ZONE | AECO | 32947119 | VALERO | 69 KV | LOAD2 | LOAD
51291 | AECO | ZONE | AECO | 33884103 | VALERO | 69 KV | LOAD3 | LOAD
51291 | AECO | ZONE | AECO | 119117441 | VINELAND | 4 KV | STLOAD | LOAD
51291 | AECO | ZONE | AECO | 1439641077 | VINELAND | 69 KV | CENTRAL | LOAD
51291 | AECO | ZONE | AECO | 1439641073 | VINELAND | 69 KV | G-10 | LOAD
51291 | AECO | ZONE | AECO | 1439641074 | VINELAND | 69 KV | NCENTRAL | LOAD
51291 | AECO | ZONE | AECO | 1439641075 | VINELAND | 69 KV | WEST | LOAD
51291 | AECO | ZONE | AECO | 38367749 | WASHINGT | 69 KV | T1 | LOAD
51291 | AECO | ZONE | AECO | 38367751 | WASHINGT | 69 KV | T2 | LOAD
51291 | AECO | ZONE | AECO | 2156109888 | WASHINGT | 69 KV | T3 | LOAD
51291 | AECO | ZONE | AECO | 2156111389 | WHEATOTP | 69 KV | BETA | LOAD
51291 | AECO | ZONE | AECO | 51519883 | WILLIAMS | 69 KV | T4 | LOAD
51291 | AECO | ZONE | AECO | 51519885 | WILLIAMS | 69 KV | T5 | LOAD
51291 | AECO | ZONE | AECO | 51519889 | WINSLOW | 69 KV | T1 | LOAD
51291 | AECO | ZONE | AECO | 51519887 | WINSLOW | 69 KV | T2 | LOAD
51291 | AECO | ZONE | AECO | 123900915 | WOODSTOW | 69 KV | LOAD_T3 | LOAD
51291 | AECO | ZONE | AECO | 123900917 | WOODSTOW | 69 KV | LOAD_T4 | LOAD
8445784 | AEP | ZONE | AEP | 32410471 | 18THSTHT | 69 KV | T1 | LOAD
8445784 | AEP | ZONE | AEP | 2156113634 | 21JOHNST | 69 KV | LOADA | LOAD
8445784 | AEP | ZONE | AEP | 2156113760 | 21JSTJNC | 69 KV | LOADA | LOAD
8445784 | AEP | ZONE | AEP | 2156113681 | 21NWHTH | 69 KV | LOADA | LOAD
8445784 | AEP | ZONE | AEP | 2156113598 | 21SHAWN | 69 KV | LOADA | LOAD
8445784 | AEP | ZONE | AEP | 32416355 | 21TREATY | 69 KV | A | LOAD
8445784 | AEP | ZONE | AEP | 2156113660 | 21WILBRG | 69 KV | LOADA | LOAD
8445784 | AEP | ZONE | AEP | 32410473 | 23RDSTRE | 138 KV | T1 | LOAD
8445784 | AEP | ZONE | AEP | 32410475 | 23RDSTRE | 138 KV | T2 | LOAD
8445784 | AEP | ZONE | AEP | 32416359 | 29THST | 13 KV | LOAD1 | LOAD
8445784 | AEP | ZONE | AEP | 32416361 | 29THST | 13 KV | LOAD2 | LOAD
8445784 | AEP | ZONE | AEP | 32416363 | 32NDSTRE | 13 KV | LOAD | LOAD
8445784 | AEP | ZONE | AEP | 2156112926 | 3MIM | 69 KV | T2 | LOAD
8445784 | AEP | ZONE | AEP | 32410477 | ABERT | 69 KV | T1 | LOAD
8445784 | AEP | ZONE | AEP | 32410481 | ABINGDON | 138 KV | T2 | LOAD
8445784 | AEP | ZONE | AEP | 32410483 | ABINGDON | 138 KV | T3 | LOAD
8445784 | AEP | ZONE | AEP | 45565837 | ABINGDON | 138 KV | T4 | LOAD
8445784 | AEP | ZONE | AEP | 1356152835 | ACADEMIA | 12 KV | 12KV | LOAD
8445784 | AEP | ZONE | AEP | 2156113767 | ACADEMIA | 138 KV | MOBILE | LOAD
8445784 | AEP | ZONE | AEP | 1356152836 | ACADEMIA | 69 KV | GAMBIER | LOAD
8445784 | AEP | ZONE | AEP | 2156111399 | ADA | 69 KV | LOAD | LOAD
8445784 | AEP | ZONE | AEP | 1165470563 | ADAMSAEP | 69 KV | PEEB | LOAD
8445784 | AEP | ZONE | AEP | 1165470562 | ADAMSAEP | 69 KV | T2 | LOAD
8445784 | AEP | ZONE | AEP | 1356152322 | ADAMSIM | 138 KV | T2 | LOAD
8445784 | AEP | ZONE | AEP | 1165470565 | ADDISON | 69 KV | LOAD1 | LOAD
8445784 | AEP | ZONE | AEP | 71856505 | ADENA | 69 KV | T1 | LOAD
8445784 | AEP | ZONE | AEP | 2156109010 | ADOBESW | 69 KV | CARDINAL | LOAD
8445784 | AEP | ZONE | AEP | 135388697 | AGAGAS1 | 138 KV | T1 | LOAD
8445784 | AEP | ZONE | AEP | 135388699 | AGAGAS1 | 138 KV | T2 | LOAD
8445784 | AEP | ZONE | AEP | 2156112473 | AGNERSW | 69 KV | LOAD1 | LOAD
8445784 | AEP | ZONE | AEP | 32410501 | AKSTEEL | 138 KV | C14010 | LOAD
8445784 | AEP | ZONE | AEP | 32410503 | AKSTEEL | 138 KV | C14020 | LOAD
8445784 | AEP | ZONE | AEP | 1388602894 | ALADDIN | 138 KV | T1 | LOAD
8445784 | AEP | ZONE | AEP | 1388602893 | ALADDIN | 138 KV | T2 | LOAD
8445784 | AEP | ZONE | AEP | 1666102943 | ALBIONIM | 69 KV | T2 | LOAD
8445784 | AEP | ZONE | AEP | 1666103463 | ALBIONRE | 69 KV | REMC | LOAD
8445784 | AEP | ZONE | AEP | 2156108962 | ALLEDONI | 69 KV | COALSAF | LOAD
8445784 | AEP | ZONE | AEP | 32410507 | ALLENAEP | 46 KV | T1 | LOAD
8445784 | AEP | ZONE | AEP | 2156114007 | ALLENAEP | 46 KV | T2 | LOAD
8445784 | AEP | ZONE | AEP | 32410511 | ALLOY | 138 KV | LT21 | LOAD
8445784 | AEP | ZONE | AEP | 32410513 | ALLOY | 138 KV | LT31 | LOAD
8445784 | AEP | ZONE | AEP | 1107280803 | ALMENA | 69 KV | LOAD | LOAD
8445784 | AEP | ZONE | AEP | 1666102954 | ALMENA | 69 KV | T1 | LOAD
8445784 | AEP | ZONE | AEP | 1666102955 | ALMENA | 69 KV | T3 | LOAD
8445784 | AEP | ZONE | AEP | 2156112051 | ALPINES | 69 KV | HWNCOOP | LOAD
8445784 | AEP | ZONE | AEP | 32410515 | ALUMRIDG | 138 KV | T1 | LOAD
8445784 | AEP | ZONE | AEP | 32410517 | AMALLOY | 138 KV | T1 | LOAD
8445784 | AEP | ZONE | AEP | 2041958084 | AMBLERR | 138 KV | T1 | LOAD
8445784 | AEP | ZONE | AEP | 2156113614 | AMERIPLX | 138 KV | T1 | LOAD
8445784 | AEP | ZONE | AEP | 2156114549 | AMHERST | 138 KV | MOBILE | LOAD
8445784 | AEP | ZONE | AEP | 2156111850 | AMHERST | 69 KV | T1 | LOAD
8445784 | AEP | ZONE | AEP | 1183223764 | AMLIN | 138 KV | LD1 | LOAD
8445784 | AEP | ZONE | AEP | 2156113301 | AMLIN | 138 KV | LD2 | LOAD
8445784 | AEP | ZONE | AEP | 1132284247 | AMOS | 138 KV | SCR1 | LOAD
8445784 | AEP | ZONE | AEP | 1132284248 | AMOS | 138 KV | SCR2 | LOAD
8445784 | AEP | ZONE | AEP | 1305120340 | AMOS | 34 KV | CENTSW | LOAD
8445784 | AEP | ZONE | AEP | 1305120336 | AMOS | 34 KV | COAL | LOAD
8445784 | AEP | ZONE | AEP | 1305120338 | AMOS | 34 KV | LOADSS | LOAD
8445784 | AEP | ZONE | AEP | 1305120337 | AMOS | 34 KV | PRECIP | LOAD
8445784 | AEP | ZONE | AEP | 1305120339 | AMOS | 34 KV | SS | LOAD
8445784 | AEP | ZONE | AEP | 32410521 | AMOS | 34 KV | T7 | LOAD
8445784 | AEP | ZONE | AEP | 32410523 | AMOS | 34 KV | T8 | LOAD
8445784 | AEP | ZONE | AEP | 32413159 | AMPOR | 138 KV | LOAD | LOAD
8445784 | AEP | ZONE | AEP | 2156108993 | AMSTERDA | 69 KV | T1 | LOAD
8445784 | AEP | ZONE | AEP | 1775813094 | ANCHORHO | 69 KV | T1 | LOAD
8445784 | AEP | ZONE | AEP | 1775813092 | ANCHORHO | 69 KV | T2 | LOAD
8445784 | AEP | ZONE | AEP | 1775813093 | ANCHORHO | 69 KV | T3 | LOAD
8445784 | AEP | ZONE | AEP | 2156114442 | ANCHORHO | 69 KV | T4 | LOAD
8445784 | AEP | ZONE | AEP | 2156114427 | ANCHORHO | 69 KV | T5 | LOAD
8445784 | AEP | ZONE | AEP | 2156109567 | ANGUIN | 138 KV | 1A | LOAD
8445784 | AEP | ZONE | AEP | 2156109568 | ANGUIN | 138 KV | 1B | LOAD
8445784 | AEP | ZONE | AEP | 2156114530 | ANGUIN | 138 KV | LIBERTY1 | LOAD
8445784 | AEP | ZONE | AEP | 2156114750 | ANGUIN | 138 KV | LIBERTY2 | LOAD
8445784 | AEP | ZONE | AEP | 2156114623 | ANGUIN | 138 KV | LIBERTY3 | LOAD
8445784 | AEP | ZONE | AEP | 2156114534 | ANGUIN | 138 KV | NBY6 | LOAD
8445784 | AEP | ZONE | AEP | 2156114673 | ANGUIN | 138 KV | NBY7 | LOAD
8445784 | AEP | ZONE | AEP | 2156114551 | ANGUIN | 138 KV | ROCKHO_E | LOAD
8445784 | AEP | ZONE | AEP | 2156114552 | ANGUIN | 138 KV | ROCKHO_F | LOAD
8445784 | AEP | ZONE | AEP | 1775812645 | ANTHONY | 138 KV | T5 | LOAD
8445784 | AEP | ZONE | AEP | 1775813095 | ANTIVLTP | 69 KV | T1 | LOAD
8445784 | AEP | ZONE | AEP | 1666104477 | ANTWERP | 69 KV | T1 | LOAD
8445784 | AEP | ZONE | AEP | 32410535 | APPLECRE | 138 KV | T1 | LOAD
8445784 | AEP | ZONE | AEP | 2156114634 | APPLEGRO | 138 KV | SKIDAP10 | LOAD
8445784 | AEP | ZONE | AEP | 32410537 | APPLEGRO | 138 KV | T1 | LOAD
8445784 | AEP | ZONE | AEP | 32410539 | APPLEVAL | 138 KV | T6 | LOAD
8445784 | AEP | ZONE | AEP | 2156112263 | ARBOLES | 138 KV | ACP1 | LOAD
8445784 | AEP | ZONE | AEP | 2156111972 | ARBOLES | 138 KV | ACP2 | LOAD
8445784 | AEP | ZONE | AEP | 2156113608 | ARBORSTR | 69 KV | T1 | LOAD
8445784 | AEP | ZONE | AEP | 2156108991 | ARENDSRI | 138 KV | LOWELL | LOAD
8445784 | AEP | ZONE | AEP | 1775813072 | ARMSTRNG | 69 KV | T1 | LOAD
8445784 | AEP | ZONE | AEP | 1775813073 | ARMSTRNG | 69 KV | T2 | LOAD
8445784 | AEP | ZONE | AEP | 1775813071 | ARMSTRNG | 69 KV | T3 | LOAD
8445784 | AEP | ZONE | AEP | 32410541 | ASHEVANS | 69 KV | ASHOIL2 | LOAD
8445784 | AEP | ZONE | AEP | 32410543 | ASHEVANS | 69 KV | T1T2 | LOAD
8445784 | AEP | ZONE | AEP | 2156110485 | ASHLYAEP | 69 KV | T1 | LOAD
8445784 | AEP | ZONE | AEP | 32410545 | ASHOIL1 | 69 KV | ASHMALIC | LOAD
8445784 | AEP | ZONE | AEP | 32410547 | ASHOIL1 | 69 KV | T1T2 | LOAD
8445784 | AEP | ZONE | AEP | 1218904376 | ASTON | 138 KV | WILLIAM1 | LOAD
8445784 | AEP | ZONE | AEP | 1218904377 | ASTON | 138 KV | WILLIAM2 | LOAD
8445784 | AEP | ZONE | AEP | 1218904378 | ASTON | 138 KV | WILLIAM3 | LOAD
8445784 | AEP | ZONE | AEP | 32410549 | ASTOR | 138 KV | T1 | LOAD
8445784 | AEP | ZONE | AEP | 32410551 | ASTOR | 138 KV | T2 | LOAD
8445784 | AEP | ZONE | AEP | 32410553 | ATKINS | 138 KV | T1 | LOAD
8445784 | AEP | ZONE | AEP | 2156109016 | ATWOOD | 69 KV | ATWOOD | LOAD
8445784 | AEP | ZONE | AEP | 32410557 | AUBURNC3 | 138 KV | T1 | LOAD
8445784 | AEP | ZONE | AEP | 32410559 | AUBURNC5 | 138 KV | T1 | LOAD
8445784 | AEP | ZONE | AEP | 1666104437 | AUGLAIZE | 69 KV | T1 | LOAD
8445784 | AEP | ZONE | AEP | 1666104438 | AUGLAIZE | 69 KV | T2 | LOAD
8445784 | AEP | ZONE | AEP | 2156110476 | AULT | 69 KV | GINGER | LOAD
8445784 | AEP | ZONE | AEP | 32410561 | AUSTINVI | 138 KV | T1 | LOAD
8445784 | AEP | ZONE | AEP | 1552830329 | AVIATION | 138 KV | T2 | LOAD
8445784 | AEP | ZONE | AEP | 1666103466 | AVILLATP | 69 KV | AVILLA | LOAD
8445784 | AEP | ZONE | AEP | 1356153531 | AZALEA | 138 KV | MOMENT1 | LOAD
8445784 | AEP | ZONE | AEP | 1356153532 | AZALEA | 138 KV | MOMENT2 | LOAD
8445784 | AEP | ZONE | AEP | 1775814261 | BABBITT | 138 KV | T1 | LOAD
8445784 | AEP | ZONE | AEP | 2156113231 | BABBITT | 138 KV | T11 | LOAD
8445784 | AEP | ZONE | AEP | 1775814263 | BABBITT | 138 KV | T2 | LOAD
8445784 | AEP | ZONE | AEP | 1775814265 | BABBITT | 138 KV | T3 | LOAD
8445784 | AEP | ZONE | AEP | 1775814264 | BABBITT | 138 KV | T4 | LOAD
8445784 | AEP | ZONE | AEP | 1775814262 | BABBITT | 138 KV | T5 | LOAD
8445784 | AEP | ZONE | AEP | 2156109566 | BABBITT | 138 KV | T8 | LOAD
8445784 | AEP | ZONE | AEP | 2156114773 | BADGRAEP | 138 KV | GONDORT1 | LOAD
8445784 | AEP | ZONE | AEP | 2156114625 | BADGRAEP | 138 KV | GONDORT2 | LOAD
8445784 | AEP | ZONE | AEP | 2156114596 | BADGRAEP | 138 KV | GONDORT3 | LOAD
8445784 | AEP | ZONE | AEP | 2156114622 | BADGRAEP | 138 KV | GONDORT4 | LOAD
8445784 | AEP | ZONE | AEP | 32410563 | BAILEYSV | 138 KV | T1 | LOAD
8445784 | AEP | ZONE | AEP | 2156111841 | BAKERSV | 69 KV | BAKER | LOAD
8445784 | AEP | ZONE | AEP | 40243259 | BALLHOLL | 138 KV | T1 LOAD | LOAD
8445784 | AEP | ZONE | AEP | 2156113757 | BALLOU | 69 KV | CITYDANV | LOAD
8445784 | AEP | ZONE | AEP | 1439644392 | BALLSGAP | 138 KV | T1 | LOAD
8445784 | AEP | ZONE | AEP | 32410565 | BANCROFT | 138 KV | T2 | LOAD
8445784 | AEP | ZONE | AEP | 32410567 | BANCROFT | 138 KV | T3 | LOAD
8445784 | AEP | ZONE | AEP | 2156112886 | BANE | 69 KV | CARDINAL | LOAD
8445784 | AEP | ZONE | AEP | 2156112737 | BANE | 69 KV | T1 | LOAD
8445784 | AEP | ZONE | AEP | 2156114449 | BANGOR | 69 KV | T1 | LOAD
8445784 | AEP | ZONE | AEP | 2156114310 | BANGOR | 69 KV | T2 | LOAD
8445784 | AEP | ZONE | AEP | 2156109007 | BARNESVI | 69 KV | T3 | LOAD
8445784 | AEP | ZONE | AEP | 1218905938 | BARNETT | 69 KV | T1LD | LOAD
8445784 | AEP | ZONE | AEP | 1218905939 | BARNETT | 69 KV | T2LD | LOAD
8445784 | AEP | ZONE | AEP | 32410571 | BARODA | 138 KV | T1 | LOAD
8445784 | AEP | ZONE | AEP | 2041958109 | BASSETT | 69 KV | T1 | LOAD
8445784 | AEP | ZONE | AEP | 2156108971 | BATESVOP | 69 KV | T3 | LOAD
8445784 | AEP | ZONE | AEP | 93353429 | BATTLERU | 138 KV | LOAD | LOAD
8445784 | AEP | ZONE | AEP | 32410573 | BCADDISN | 138 KV | T1 | LOAD
8445784 | AEP | ZONE | AEP | 2156114550 | BEACON | 345 KV | DARBY1 | LOAD
8445784 | AEP | ZONE | AEP | 2156114768 | BEACON | 345 KV | DARBY2 | LOAD
8445784 | AEP | ZONE | AEP | 2156114667 | BEACON | 345 KV | DARBY3 | LOAD
8445784 | AEP | ZONE | AEP | 2156110183 | BEALLAVE | 69 KV | T12 | LOAD
8445784 | AEP | ZONE | AEP | 2156110182 | BEALLAVE | 69 KV | T3 | LOAD
8445784 | AEP | ZONE | AEP | 2156108981 | BEALLSVI | 69 KV | T1 | LOAD
8445784 | AEP | ZONE | AEP | 2156112238 | BEARTOWN | 69 KV | LOAD1 | LOAD
8445784 | AEP | ZONE | AEP | 32410575 | BEATTY | 138 KV | T1 | LOAD
8445784 | AEP | ZONE | AEP | 32410577 | BEATTY | 138 KV | T2 | LOAD
8445784 | AEP | ZONE | AEP | 32410579 | BEATTY | 138 KV | T5 | LOAD
8445784 | AEP | ZONE | AEP | 32410581 | BEATTY | 138 KV | T6 | LOAD
8445784 | AEP | ZONE | AEP | 2156114439 | BEAVERCR | 138 KV | T9 | LOAD
8445784 | AEP | ZONE | AEP | 32410583 | BEAVERCR | 46 KV | BURTON | LOAD
8445784 | AEP | ZONE | AEP | 32410585 | BEAVERCR | 46 KV | WHEELWRT | LOAD
8445784 | AEP | ZONE | AEP | 2156111398 | BEAVERDM | 69 KV | LOAD | LOAD
8445784 | AEP | ZONE | AEP | 32410587 | BECKHAM | 138 KV | T1 | LOAD
8445784 | AEP | ZONE | AEP | 2156114159 | BECKWITH | 138 KV | T1 | LOAD
8445784 | AEP | ZONE | AEP | 2156114140 | BECKWITH | 138 KV | T2 | LOAD
8445784 | AEP | ZONE | AEP | 32410589 | BEECHROA | 138 KV | T1 | LOAD
8445784 | AEP | ZONE | AEP | 32410591 | BEEFHIDE | 138 KV | T1 | LOAD
8445784 | AEP | ZONE | AEP | 2156108958 | BELDENSW | 69 KV | EMPIRE | LOAD
8445784 | AEP | ZONE | AEP | 2156108957 | BELDENSW | 69 KV | LOCK | LOAD
8445784 | AEP | ZONE | AEP | 32410593 | BELDENVI | 138 KV | T1 | LOAD
8445784 | AEP | ZONE | AEP | 32410595 | BELDENVI | 138 KV | T2 | LOAD
8445784 | AEP | ZONE | AEP | 32410597 | BELHAVEN | 138 KV | T1 | LOAD
8445784 | AEP | ZONE | AEP | 32410601 | BELLEFON | 138 KV | T6 | LOAD
8445784 | AEP | ZONE | AEP | 32410613 | BELLEFON | 34 KV | ARMCOKP1 | LOAD
8445784 | AEP | ZONE | AEP | 32410615 | BELLEFON | 34 KV | ARMCOKP2 | LOAD
8445784 | AEP | ZONE | AEP | 32410603 | BELLEFON | 69 KV | AIRPROD | LOAD
8445784 | AEP | ZONE | AEP | 32410611 | BELLEFON | 69 KV | TENTHSTR | LOAD
8445784 | AEP | ZONE | AEP | 32413127 | BELLEVI2 | 138 KV | LOAD | LOAD
8445784 | AEP | ZONE | AEP | 2156110181 | BELLRIDG | 138 KV | WASHNGTN | LOAD
8445784 | AEP | ZONE | AEP | 5021072 | BELPRE | 138 KV | T1 | LOAD
8445784 | AEP | ZONE | AEP | 5021073 | BELPRE | 138 KV | T2 | LOAD
8445784 | AEP | ZONE | AEP | 32410617 | BELVAAEP | 138 KV | T1A | LOAD
8445784 | AEP | ZONE | AEP | 2156111810 | BELVAAEP | 138 KV | T3 | LOAD
8445784 | AEP | ZONE | AEP | 2156109896 | BENINGTN | 138 KV | WVIRGINA | LOAD
8445784 | AEP | ZONE | AEP | 32410623 | BENTMOUN | 138 KV | T1 | LOAD
8445784 | AEP | ZONE | AEP | 32410625 | BENTMOUN | 138 KV | T2 | LOAD
8445784 | AEP | ZONE | AEP | 32410627 | BENTONVI | 69 KV | T1 | LOAD
8445784 | AEP | ZONE | AEP | 48933985 | BERKSHI2 | 138 KV | T1 | LOAD
8445784 | AEP | ZONE | AEP | 2156111832 | BERLNAEP | 69 KV | T1 | LOAD
8445784 | AEP | ZONE | AEP | 2156111764 | BERLNAEP | 69 KV | T2 | LOAD
8445784 | AEP | ZONE | AEP | 1356152711 | BERNE | 69 KV | T1 | LOAD
8445784 | AEP | ZONE | AEP | 2156112624 | BERRYHIL | 138 KV | T1 | LOAD
8445784 | AEP | ZONE | AEP | 1552831294 | BERRYWOD | 138 KV | TR1 | LOAD
8445784 | AEP | ZONE | AEP | 1379256640 | BERWIND | 138 KV | T1 | LOAD
8445784 | AEP | ZONE | AEP | 32410635 | BETHEL2 | 138 KV | T1 | LOAD
8445784 | AEP | ZONE | AEP | 32410637 | BETHEL2 | 138 KV | T2 | LOAD
8445784 | AEP | ZONE | AEP | 32410639 | BETHEL2 | 138 KV | T3 | LOAD
8445784 | AEP | ZONE | AEP | 48933987 | BETHLEHE | 138 KV | T1 | LOAD
8445784 | AEP | ZONE | AEP | 32410649 | BEXLEY | 138 KV | T1 | LOAD
8445784 | AEP | ZONE | AEP | 32410651 | BEXLEY | 138 KV | T2 | LOAD
8445784 | AEP | ZONE | AEP | 32410653 | BEXLEY | 138 KV | T3 | LOAD
8445784 | AEP | ZONE | AEP | 1388603638 | BIERSRUN | 69 KV | MILL | LOAD
8445784 | AEP | ZONE | AEP | 32410655 | BIGGRAVE | 138 KV | T1 | LOAD
8445784 | AEP | ZONE | AEP | 2156113748 | BIGSANDY | 138 KV | MOBILE | LOAD
8445784 | AEP | ZONE | AEP | 2156108948 | BIGSANDY | 138 KV | SCR1 | LOAD
8445784 | AEP | ZONE | AEP | 2156108949 | BIGSANDY | 138 KV | SCR2 | LOAD
8445784 | AEP | ZONE | AEP | 2156113791 | BIGSANDY | 138 KV | T101LD | LOAD
8445784 | AEP | ZONE | AEP | 2156113685 | BIGSANDY | 138 KV | T102LD | LOAD
8445784 | AEP | ZONE | AEP | 1369001152 | BIGSANDY | 138 KV | T3 | LOAD
8445784 | AEP | ZONE | AEP | 32410663 | BIGSANDY | 138 KV | T4 | LOAD
8445784 | AEP | ZONE | AEP | 2156111988 | BILLIAR | 69 KV | T1 | LOAD
8445784 | AEP | ZONE | AEP | 2156112073 | BILLIAR | 69 KV | T2 | LOAD
8445784 | AEP | ZONE | AEP | 2156112634 | BIM | 138 KV | T3 | LOAD
8445784 | AEP | ZONE | AEP | 32410667 | BIXBY | 138 KV | T3 | LOAD
8445784 | AEP | ZONE | AEP | 32410669 | BIXBY | 138 KV | T4 | LOAD
8445784 | AEP | ZONE | AEP | 32410671 | BIXLER | 138 KV | T1 | LOAD
8445784 | AEP | ZONE | AEP | 2156109018 | BLACKHWK | 69 KV | T1 | LOAD
8445784 | AEP | ZONE | AEP | 2156109019 | BLACKHWK | 69 KV | T2 | LOAD
8445784 | AEP | ZONE | AEP | 32410673 | BLACKLIC | 138 KV | T2 | LOAD
8445784 | AEP | ZONE | AEP | 63381269 | BLACKLIC | 138 KV | T3 | LOAD
8445784 | AEP | ZONE | AEP | 2156113467 | BLACKSBU | 69 KV | ALD | LOAD
8445784 | AEP | ZONE | AEP | 2156113249 | BLACKSBU | 69 KV | BLD | LOAD
8445784 | AEP | ZONE | AEP | 2156113185 | BLACKSBU | 69 KV | CLD | LOAD
8445784 | AEP | ZONE | AEP | 2156113221 | BLACKSBU | 69 KV | DLD | LOAD
8445784 | AEP | ZONE | AEP | 32410675 | BLAINE | 138 KV | T1 | LOAD
8445784 | AEP | ZONE | AEP | 32410677 | BLAINE | 138 KV | T2 | LOAD
8445784 | AEP | ZONE | AEP | 112585993 | BLAIRFOR | 69 KV | SLEMP | LOAD
8445784 | AEP | ZONE | AEP | 32410679 | BLENDON | 138 KV | T1 | LOAD
8445784 | AEP | ZONE | AEP | 40243235 | BLENDON | 138 KV | T2 | LOAD
8445784 | AEP | ZONE | AEP | 67719553 | BLENDON | 138 KV | T3 | LOAD
8445784 | AEP | ZONE | AEP | 2156108987 | BLIZZARD | 69 KV | T1 | LOAD
8445784 | AEP | ZONE | AEP | 2156108988 | BLIZZARD | 69 KV | T2 | LOAD
8445784 | AEP | ZONE | AEP | 2156110483 | BLOOM | 69 KV | T1 | LOAD
8445784 | AEP | ZONE | AEP | 2156111779 | BLOOMRD | 69 KV | TR1 | LOAD
8445784 | AEP | ZONE | AEP | 2156110180 | BLOOMVIL | 69 KV | LOAD | LOAD
8445784 | AEP | ZONE | AEP | 2156109903 | BLOSSOMT | 138 KV | T1 | LOAD
8445784 | AEP | ZONE | AEP | 2156114976 | BLOSSOMT | 34 KV | T2 | LOAD
8445784 | AEP | ZONE | AEP | 32410681 | BLUEFIEL | 138 KV | T1 | LOAD
8445784 | AEP | ZONE | AEP | 32410683 | BLUEFIEL | 138 KV | T2 | LOAD
8445784 | AEP | ZONE | AEP | 32410685 | BLUEGRA2 | 69 KV | T1 | LOAD
8445784 | AEP | ZONE | AEP | 1248984092 | BLUERACE | 138 KV | SCENTRAL | LOAD
8445784 | AEP | ZONE | AEP | 135388701 | BLUERDGE | 34.5 KV | T2 | LOAD
8445784 | AEP | ZONE | AEP | 1356152350 | BLUFFPOI | 69 KV | T2 | LOAD
8445784 | AEP | ZONE | AEP | 1775813084 | BLUFFTNN | 69 KV | T1 | LOAD
8445784 | AEP | ZONE | AEP | 2156112790 | BLUFFTNN | 69 KV | T2 | LOAD
8445784 | AEP | ZONE | AEP | 1356152712 | BLUFFTON | 69 KV | BLFTN | LOAD
8445784 | AEP | ZONE | AEP | 1348253970 | BOCGASE2 | 12 KV | XF1 | LOAD
8445784 | AEP | ZONE | AEP | 1666103440 | BOHNALUM | 69 KV | T1 | LOAD
8445784 | AEP | ZONE | AEP | 2156114420 | BOKESCR | 34.5 KV | AUXLOAD | LOAD
8445784 | AEP | ZONE | AEP | 98369913 | BOLINS | 138 KV | T1 | LOAD
8445784 | AEP | ZONE | AEP | 32410691 | BOLIVAR | 138 KV | T1 | LOAD
8445784 | AEP | ZONE | AEP | 2156113946 | BOLT | 138 KV | T2 | LOAD
8445784 | AEP | ZONE | AEP | 1379257896 | BOLTON | 138 KV | T1 | LOAD
8445784 | AEP | ZONE | AEP | 32410695 | BONNYMAN | 69 KV | T1 | LOAD
8445784 | AEP | ZONE | AEP | 32410697 | BONSACK | 138 KV | T1 | LOAD
8445784 | AEP | ZONE | AEP | 32410699 | BOONSBO2 | 138 KV | T1 | LOAD
8445784 | AEP | ZONE | AEP | 2156113719 | BORDENML | 34.5 KV | T1 | LOAD
8445784 | AEP | ZONE | AEP | 32410701 | BORDERLA | 138 KV | T1 | LOAD
8445784 | AEP | ZONE | AEP | 2156110159 | BOSSERMN | 69 KV | TEELAKE | LOAD
8445784 | AEP | ZONE | AEP | 2156110147 | BOTETOUR | 69 KV | T1 | LOAD
8445784 | AEP | ZONE | AEP | 2156110836 | BOUTWELL | 138 KV | T1 | LOAD
8445784 | AEP | ZONE | AEP | 2156115093 | BOXER | 69 KV | T1LD | LOAD
8445784 | AEP | ZONE | AEP | 2156109902 | BOXER | 69 KV | T2 | LOAD
8445784 | AEP | ZONE | AEP | 32410703 | BOXWOOD | 138 KV | T1 | LOAD
8445784 | AEP | ZONE | AEP | 2156114563 | BOXWOOD | 138 KV | T2 | LOAD
8445784 | AEP | ZONE | AEP | 32410707 | BRADLEY | 46 KV | T1 | LOAD
8445784 | AEP | ZONE | AEP | 2156109569 | BRICE | 138 KV | T1 | LOAD
8445784 | AEP | ZONE | AEP | 2156109317 | BRIDGE | 69 KV | T1 | LOAD
8445784 | AEP | ZONE | AEP | 2156109316 | BRIDGE | 69 KV | T2 | LOAD
8445784 | AEP | ZONE | AEP | 32410715 | BRIDGEV2 | 138 KV | T1 | LOAD
8445784 | AEP | ZONE | AEP | 32410717 | BRIDGMAN | 69 KV | T1 | LOAD
8445784 | AEP | ZONE | AEP | 32410719 | BRIDGMAN | 69 KV | T2 | LOAD
8445784 | AEP | ZONE | AEP | 2156112976 | BRIDSTSW | 69 KV | COLFOR | LOAD
8445784 | AEP | ZONE | AEP | 2156113935 | BRIE | 138 KV | T1A | LOAD
8445784 | AEP | ZONE | AEP | 2156113964 | BRIE | 138 KV | T1B | LOAD
8445784 | AEP | ZONE | AEP | 2156113933 | BRIE | 138 KV | T1C | LOAD
8445784 | AEP | ZONE | AEP | 2156113867 | BRIE | 138 KV | T1D | LOAD
8445784 | AEP | ZONE | AEP | 1666103461 | BRIMFIEL | 69 KV | T1 | LOAD
8445784 | AEP | ZONE | AEP | 1356153521 | BRITTON | 138 KV | T1 | LOAD
8445784 | AEP | ZONE | AEP | 1356153522 | BRITTON | 138 KV | T2 | LOAD
8445784 | AEP | ZONE | AEP | 1356153520 | BRITTON | 138 KV | T3 | LOAD
8445784 | AEP | ZONE | AEP | 1356153523 | BRITTON | 138 KV | T4 | LOAD
8445784 | AEP | ZONE | AEP | 1356153524 | BRITTON | 138 KV | T5 | LOAD
8445784 | AEP | ZONE | AEP | 32410721 | BROADACR | 138 KV | T1 | LOAD
8445784 | AEP | ZONE | AEP | 1356152714 | BRODY | 138 KV | MIDWEST | LOAD
8445784 | AEP | ZONE | AEP | 32410727 | BROOKSDE | 138 KV | T1 | LOAD
8445784 | AEP | ZONE | AEP | 2155501915 | BROOKSDE | 138 KV | T2 | LOAD
8445784 | AEP | ZONE | AEP | 32410733 | BROOKVI2 | 138 KV | T1 | LOAD
8445784 | AEP | ZONE | AEP | 1207066051 | BROOMRD | 69 KV | LOAD1 | LOAD
8445784 | AEP | ZONE | AEP | 2156114072 | BROSVILL | 138 KV | CITYDANV | LOAD
8445784 | AEP | ZONE | AEP | 1165472099 | BROWNHIL | 69 KV | ADAMS | LOAD
8445784 | AEP | ZONE | AEP | 32410735 | BROWNSVI | 69 KV | T1 | LOAD
8445784 | AEP | ZONE | AEP | 1305120387 | BRUES | 69 KV | DUMLOAD | LOAD
8445784 | AEP | ZONE | AEP | 1305120386 | BRUES | 69 KV | T1 | LOAD
8445784 | AEP | ZONE | AEP | 1305120388 | BRUES | 69 KV | T3 | LOAD
8445784 | AEP | ZONE | AEP | 32410741 | BRUSHTAV | 138 KV | T1 | LOAD
8445784 | AEP | ZONE | AEP | 1369000218 | BRUSHTAV | 138 KV | T2 | LOAD
8445784 | AEP | ZONE | AEP | 1292906718 | BSPEAKER | 138 KV | LOADSS | LOAD
8445784 | AEP | ZONE | AEP | 32410745 | BUCHANAN | 34 KV | CLARKCO | LOAD
8445784 | AEP | ZONE | AEP | 32410743 | BUCHANAN | 69 KV | T1 | LOAD
8445784 | AEP | ZONE | AEP | 32410747 | BUCHANTP | 69 KV | SBUCHANA | LOAD
8445784 | AEP | ZONE | AEP | 32410749 | BUCKEYE | 138 KV | T1 | LOAD
8445784 | AEP | ZONE | AEP | 32410751 | BUCKEYE | 138 KV | T2 | LOAD
8445784 | AEP | ZONE | AEP | 1775813069 | BUCKEYET | 69 KV | T1 | LOAD
8445784 | AEP | ZONE | AEP | 32410753 | BUCKHORN | 138 KV | T1 | LOAD
8445784 | AEP | ZONE | AEP | 1388601920 | BUCKHORN | 138 KV | T2 | LOAD
8445784 | AEP | ZONE | AEP | 32410757 | BUCKSKIN | 69 KV | T1 | LOAD
8445784 | AEP | ZONE | AEP | 1218905956 | BUCYRUS | 69 KV | T1 | LOAD
8445784 | AEP | ZONE | AEP | 1218904493 | BUCYRUSC | 69 KV | T2 | LOAD
8445784 | AEP | ZONE | AEP | 2156108973 | BUELL | 138 KV | T1 | LOAD
8445784 | AEP | ZONE | AEP | 1775813102 | BUENVIST | 69 KV | LYNN | LOAD
8445784 | AEP | ZONE | AEP | 32410761 | BULAN | 69 KV | T1 | LOAD
8445784 | AEP | ZONE | AEP | 2156114357 | BULLHEAD | 69 KV | STUARTCH | LOAD
8445784 | AEP | ZONE | AEP | 1439644389 | BULLITST | 138 KV | T1 | LOAD
8445784 | AEP | ZONE | AEP | 1439644390 | BULLITST | 138 KV | T2 | LOAD
8445784 | AEP | ZONE | AEP | 32410763 | BURLING2 | 138 KV | T1 | LOAD
8445784 | AEP | ZONE | AEP | 32410765 | BURNAUGH | 69 KV | T1 | LOAD
8445784 | AEP | ZONE | AEP | 53048715 | BURNWRTH | 138 KV | REMC | LOAD
8445784 | AEP | ZONE | AEP | 32410767 | BUSSEYVI | 138 KV | T1 | LOAD
8445784 | AEP | ZONE | AEP | 1369001159 | BUSSEYVI | 138 KV | T2 | LOAD
8445784 | AEP | ZONE | AEP | 1666103457 | BUTLR | 69 KV | HAMILTON | LOAD
8445784 | AEP | ZONE | AEP | 1666103456 | BUTLR | 69 KV | T1 | LOAD
8445784 | AEP | ZONE | AEP | 1218905964 | BWAEP | 69 KV | ARCHER | LOAD
8445784 | AEP | ZONE | AEP | 2156108946 | BWAEP | 69 KV | BW | LOAD
8445784 | AEP | ZONE | AEP | 1218905963 | BWAEP | 69 KV | LONGMTN | LOAD
8445784 | AEP | ZONE | AEP | 1218905962 | BWAEP | 69 KV | T1 | LOAD
8445784 | AEP | ZONE | AEP | 2156109002 | BYESVILL | 69 KV | T1 | LOAD
8445784 | AEP | ZONE | AEP | 1869178738 | BYLLESBY | 69 KV | T4 | LOAD
8445784 | AEP | ZONE | AEP | 93353435 | C_COL_IR | 69 KV | LD1 | LOAD
8445784 | AEP | ZONE | AEP | 32410769 | CABELL | 138 KV | T1 | LOAD
8445784 | AEP | ZONE | AEP | 32410771 | CABELL | 138 KV | T2 | LOAD
8445784 | AEP | ZONE | AEP | 1107280945 | CABINCRE | 46 KV | LOAD1 | LOAD
8445784 | AEP | ZONE | AEP | 1107280946 | CABINCRE | 46 KV | LOAD2 | LOAD
8445784 | AEP | ZONE | AEP | 32410783 | CABOTBER | 138 KV | T1 | LOAD
8445784 | AEP | ZONE | AEP | 1666104453 | CAIRO | 69 KV | T1 | LOAD
8445784 | AEP | ZONE | AEP | 32410785 | CALDWELL | 138 KV | T1 | LOAD
8445784 | AEP | ZONE | AEP | 32410787 | CALDWELL | 138 KV | T2 | LOAD
8445784 | AEP | ZONE | AEP | 32410789 | CALGONSS | 69 KV | CALGON | LOAD
8445784 | AEP | ZONE | AEP | 1183223763 | CALIS | 138 KV | CALIS | LOAD
8445784 | AEP | ZONE | AEP | 1183223762 | CALIS | 138 KV | MARKWEST | LOAD
8445784 | AEP | ZONE | AEP | 32410791 | CALVERT | 138 KV | T1 | LOAD
8445784 | AEP | ZONE | AEP | 2156113416 | CAMBRIAP | 69 KV | TR1 | LOAD
8445784 | AEP | ZONE | AEP | 2156110823 | CAMERON | 69 KV | T1 | LOAD
8445784 | AEP | ZONE | AEP | 2156110824 | CAMERON | 69 KV | T2 | LOAD
8445784 | AEP | ZONE | AEP | 1165472105 | CAMPBAVE | 69 KV | LOAD1 | LOAD
8445784 | AEP | ZONE | AEP | 1165472106 | CAMPBAVE | 69 KV | LOAD2 | LOAD
8445784 | AEP | ZONE | AEP | 1165472107 | CAMPBAVE | 69 KV | LOAD3 | LOAD
8445784 | AEP | ZONE | AEP | 1348255116 | CAMPSHER | 69 KV | T1 | LOAD
8445784 | AEP | ZONE | AEP | 1348255115 | CAMPSHER | 69 KV | T2 | LOAD
8445784 | AEP | ZONE | AEP | 32410793 | CANALAEP | 138 KV | T1 | LOAD
8445784 | AEP | ZONE | AEP | 32410795 | CANALAEP | 138 KV | T2 | LOAD
8445784 | AEP | ZONE | AEP | 32410797 | CANALAEP | 138 KV | T3 | LOAD
8445784 | AEP | ZONE | AEP | 1207064683 | CANALROA | 34.5 KV | LOAD | LOAD
8445784 | AEP | ZONE | AEP | 1207064685 | CANALROA | 69 KV | LOAD1 | LOAD
8445784 | AEP | ZONE | AEP | 1207064684 | CANALROA | 69 KV | LOAD2 | LOAD
8445784 | AEP | ZONE | AEP | 32410801 | CANDLERS | 138 KV | T1 | LOAD
8445784 | AEP | ZONE | AEP | 32410803 | CANNELVI | 138 KV | T1 | LOAD
8445784 | AEP | ZONE | AEP | 32410805 | CANNONSB | 69 KV | T1 | LOAD
8445784 | AEP | ZONE | AEP | 2156110839 | CAPERSSW | 69 KV | C1 | LOAD
8445784 | AEP | ZONE | AEP | 1097724704 | CAPITALA | 138 KV | T2 | LOAD
8445784 | AEP | ZONE | AEP | 2156111395 | CAPITALA | 34.5 KV | T1_LD | LOAD
8445784 | AEP | ZONE | AEP | 32410807 | CAPITOLH | 138 KV | T3 | LOAD
8445784 | AEP | ZONE | AEP | 32410813 | CAPITOLH | 46 KV | CENTRALA | LOAD
8445784 | AEP | ZONE | AEP | 32410815 | CAPITOLH | 46 KV | HANNADR | LOAD
8445784 | AEP | ZONE | AEP | 32410811 | CAPITOLH | 69 KV | MINKSHOA | LOAD
8445784 | AEP | ZONE | AEP | 2156108961 | CAPTINAS | 69 KV | COALMINE | LOAD
8445784 | AEP | ZONE | AEP | 32410819 | CARBOND2 | 46 KV | ALLOY | LOAD
8445784 | AEP | ZONE | AEP | 32410821 | CARBOND2 | 46 KV | PAGESS | LOAD
8445784 | AEP | ZONE | AEP | 32410823 | CARBOND2 | 46 KV | T3 | LOAD
8445784 | AEP | ZONE | AEP | 32410817 | CARBOND2 | 69 KV | T1 | LOAD
8445784 | AEP | ZONE | AEP | 1356153526 | CAROTHER | 69 KV | T1 | LOAD
8445784 | AEP | ZONE | AEP | 32410827 | CARROLGR | 69 KV | T1 | LOAD
8445784 | AEP | ZONE | AEP | 32410829 | CARROLLT | 138 KV | T1 | LOAD
8445784 | AEP | ZONE | AEP | 32410831 | CARROLLT | 138 KV | T2 | LOAD
8445784 | AEP | ZONE | AEP | 32410833 | CARSWELL | 138 KV | T1 | LOAD
8445784 | AEP | ZONE | AEP | 2156109323 | CASSELSW | 69 KV | T1 | LOAD
8445784 | AEP | ZONE | AEP | 32410835 | CASSOPOL | 69 KV | T1 | LOAD
8445784 | AEP | ZONE | AEP | 32410837 | CATAWBA | 34 KV | MASONCRE | LOAD
8445784 | AEP | ZONE | AEP | 32410839 | CATAWBA | 34 KV | T2 | LOAD
8445784 | AEP | ZONE | AEP | 32410841 | CAVESPRI | 138 KV | T1 | LOAD
8445784 | AEP | ZONE | AEP | 32410843 | CAVESPRI | 138 KV | T2 | LOAD
8445784 | AEP | ZONE | AEP | 1666104494 | CAVETTSW | 69 KV | CONVOY | LOAD
8445784 | AEP | ZONE | AEP | 2156109563 | CEDARCR2 | 138 KV | T2 | LOAD
8445784 | AEP | ZONE | AEP | 1084382646 | CEDARCR2 | 46 KV | T1 | LOAD
8445784 | AEP | ZONE | AEP | 32410849 | CELANESE | 138 KV | TUP1 | LOAD
8445784 | AEP | ZONE | AEP | 32410851 | CELANESE | 138 KV | TUP2 | LOAD
8445784 | AEP | ZONE | AEP | 32410853 | CELANESE | 138 KV | TUT1 | LOAD
8445784 | AEP | ZONE | AEP | 53048717 | CENTERBU | 138 KV | CENTERBU | LOAD
8445784 | AEP | ZONE | AEP | 1183223790 | CENTRLST | 69 KV | PRAIRE | LOAD
8445784 | AEP | ZONE | AEP | 1183223791 | CENTRLST | 69 KV | T1 | LOAD
8445784 | AEP | ZONE | AEP | 1183223792 | CENTRLST | 69 KV | T2 | LOAD
8445784 | AEP | ZONE | AEP | 2156110841 | CENTRSTR | 69 KV | T1 | LOAD
8445784 | AEP | ZONE | AEP | 45565839 | CENTRVIL | 138 KV | T2 | LOAD
8445784 | AEP | ZONE | AEP | 45565841 | CENTRVIL | 69 KV | BEDFORD | LOAD
8445784 | AEP | ZONE | AEP | 2156113399 | CHATHAMS | 69 KV | LRCOOP | LOAD
8445784 | AEP | ZONE | AEP | 32410861 | CHAUNCEY | 138 KV | T1 | LOAD
8445784 | AEP | ZONE | AEP | 32410863 | CHAVIES | 69 KV | T1 | LOAD
8445784 | AEP | ZONE | AEP | 32410865 | CHEMICAL | 46 KV | CMACHINE | LOAD
8445784 | AEP | ZONE | AEP | 2156112844 | CHEMICAL | 46 KV | CMAIN | LOAD
8445784 | AEP | ZONE | AEP | 32410867 | CHEMICAL | 46 KV | DUNBARTP | LOAD
8445784 | AEP | ZONE | AEP | 32410869 | CHEMICAL | 46 KV | FMCEAST | LOAD
8445784 | AEP | ZONE | AEP | 32410871 | CHEMICAL | 46 KV | HANNADR | LOAD
8445784 | AEP | ZONE | AEP | 32410873 | CHEMICAL | 46 KV | ISLAND | LOAD
8445784 | AEP | ZONE | AEP | 32410875 | CHEMICAL | 46 KV | JOPLIN | LOAD
8445784 | AEP | ZONE | AEP | 32410877 | CHEMICAL | 46 KV | SCHARLES | LOAD
8445784 | AEP | ZONE | AEP | 32410879 | CHEMICAL | 46 KV | SCHARSEW | LOAD
8445784 | AEP | ZONE | AEP | 32410881 | CHEMICAL | 46 KV | T3 | LOAD
8445784 | AEP | ZONE | AEP | 2156114349 | CHENOWET | 34.5 KV | SSLOAD | LOAD
8445784 | AEP | ZONE | AEP | 1305120860 | CHERRYCR | 138 KV | T1 | LOAD
8445784 | AEP | ZONE | AEP | 1305120859 | CHERRYCR | 138 KV | T2 | LOAD
8445784 | AEP | ZONE | AEP | 1388602397 | CHERRYCR | 138 KV | T3 | LOAD
8445784 | AEP | ZONE | AEP | 1268561568 | CHESTER2 | 138 KV | LOAD3 | LOAD
8445784 | AEP | ZONE | AEP | 32410883 | CHESTER2 | 138 KV | T2 | LOAD
8445784 | AEP | ZONE | AEP | 2156113009 | CHESTER2 | 46 KV | KANCITLD | LOAD
8445784 | AEP | ZONE | AEP | 32410887 | CHESTER2 | 46 KV | LOUDENDA | LOAD
8445784 | AEP | ZONE | AEP | 32410889 | CINDEREL | 138 KV | T1 | LOAD
8445784 | AEP | ZONE | AEP | 32410891 | CIRCLEGR | 69 KV | CSPRINGF | LOAD
8445784 | AEP | ZONE | AEP | 32410893 | CIRCLEVI | 138 KV | T1 | LOAD
8445784 | AEP | ZONE | AEP | 32410895 | CIRCLEVI | 138 KV | T2 | LOAD
8445784 | AEP | ZONE | AEP | 1348254510 | CIRCLEVI | 69 KV | KINDERHK | LOAD
8445784 | AEP | ZONE | AEP | 32413149 | CITY | 138 KV | LOAD | LOAD
8445784 | AEP | ZONE | AEP | 2156115019 | CITYDANV | 69 KV | BRANTLY | LOAD
8445784 | AEP | ZONE | AEP | 32410901 | CITYJACK | 138 KV | T1 | LOAD
8445784 | AEP | ZONE | AEP | 48934017 | CITYMART | 34 KV | CTYMARBR | LOAD
8445784 | AEP | ZONE | AEP | 32413161 | CITYSTMA | 138 KV | LOAD | LOAD
8445784 | AEP | ZONE | AEP | 1084382679 | CLARKBRA | 138 KV | LOAD | LOAD
8445784 | AEP | ZONE | AEP | 32410905 | CLAYPOOL | 138 KV | T1 | LOAD
8445784 | AEP | ZONE | AEP | 1348253482 | CLAYPOOL | 138 KV | T2 | LOAD
8445784 | AEP | ZONE | AEP | 32410907 | CLEARBRO | 138 KV | T1 | LOAD
8445784 | AEP | ZONE | AEP | 32410911 | CLEVELAN | 138 KV | T1 | LOAD
8445784 | AEP | ZONE | AEP | 32413135 | CLEVELAV | 69 KV | A | LOAD
8445784 | AEP | ZONE | AEP | 2156112436 | CLEVEREM | 69 KV | CLEVELRE | LOAD
8445784 | AEP | ZONE | AEP | 2156111844 | CLIFFORD | 46 KV | GLAD | LOAD
8445784 | AEP | ZONE | AEP | 2156111896 | CLIFFORD | 46 KV | PINEYR | LOAD
8445784 | AEP | ZONE | AEP | 32410917 | CLIFFTOP | 138 KV | T1 | LOAD
8445784 | AEP | ZONE | AEP | 2156112026 | CLIFFTOP | 138 KV | T1001 | LOAD
8445784 | AEP | ZONE | AEP | 2156112326 | CLINCHFI | 69 KV | CUSTLOAD | LOAD
8445784 | AEP | ZONE | AEP | 1869178795 | CLINCHFI | 69 KV | T2 | LOAD
8445784 | AEP | ZONE | AEP | 32410923 | CLINTOCS | 138 KV | T2 | LOAD
8445784 | AEP | ZONE | AEP | 32410925 | CLINTOCS | 138 KV | T3 | LOAD
8445784 | AEP | ZONE | AEP | 2156113083 | CLINTWOO | 69 KV | T1 | LOAD
8445784 | AEP | ZONE | AEP | 1666103460 | CLIPPR | 69 KV | T1 | LOAD
8445784 | AEP | ZONE | AEP | 1379257899 | CLOUSE | 69 KV | NLEXNGTN | LOAD
8445784 | AEP | ZONE | AEP | 1379257900 | CLOUSE | 69 KV | SFULTNHM | LOAD
8445784 | AEP | ZONE | AEP | 32410931 | CLOVERD2 | 138 KV | T8 | LOAD
8445784 | AEP | ZONE | AEP | 1165470825 | CLOVERD2 | 69 KV | XT2LD | LOAD
8445784 | AEP | ZONE | AEP | 1379257886 | CLYDECIT | 69 KV | CLYDEAST | LOAD
8445784 | AEP | ZONE | AEP | 1379257887 | CLYDECIT | 69 KV | CLYDWEST | LOAD
8445784 | AEP | ZONE | AEP | 1379257885 | CLYDECIT | 69 KV | EVERG | LOAD
8445784 | AEP | ZONE | AEP | 1379257888 | CLYDECIT | 69 KV | REVERE | LOAD
8445784 | AEP | ZONE | AEP | 98369919 | COALFORK | 138 KV | MSF | LOAD
8445784 | AEP | ZONE | AEP | 2156110843 | COALGROV | 69 KV | T1 | LOAD
8445784 | AEP | ZONE | AEP | 2041959593 | COALTON | 69 KV | T1 | LOAD
8445784 | AEP | ZONE | AEP | 2156114240 | COCO | 138 KV | T1 | LOAD
8445784 | AEP | ZONE | AEP | 32410935 | CODOVER | 138 KV | T1 | LOAD
8445784 | AEP | ZONE | AEP | 32410937 | CODOVER | 138 KV | T2 | LOAD
8445784 | AEP | ZONE | AEP | 1067160657 | COFFEE | 138 KV | T1 | LOAD
8445784 | AEP | ZONE | AEP | 32410939 | COLBY | 138 KV | T2 | LOAD
8445784 | AEP | ZONE | AEP | 2156115070 | COLBY | 138 KV | T3 | LOAD
8445784 | AEP | ZONE | AEP | 2156110834 | COLE | 138 KV | T3 | LOAD
8445784 | AEP | ZONE | AEP | 2156110835 | COLE | 138 KV | T5 | LOAD
8445784 | AEP | ZONE | AEP | 2156108980 | COLERAIN | 69 KV | T1 | LOAD
8445784 | AEP | ZONE | AEP | 2156113703 | COLFAXIN | 69 KV | MOBILE | LOAD
8445784 | AEP | ZONE | AEP | 2156113577 | COLFAXIN | 69 KV | T1 | LOAD
8445784 | AEP | ZONE | AEP | 1218904600 | COLLEEN | 138 KV | LOAD1 | LOAD
8445784 | AEP | ZONE | AEP | 1218904601 | COLLEEN | 138 KV | LOAD2 | LOAD
8445784 | AEP | ZONE | AEP | 112585995 | COLLIER2 | 69 KV | XT1 | LOAD
8445784 | AEP | ZONE | AEP | 32410945 | COLLINS2 | 138 KV | T1 | LOAD
8445784 | AEP | ZONE | AEP | 1183223794 | COLONYB | 69 KV | LOAD | LOAD
8445784 | AEP | ZONE | AEP | 1183223795 | COLONYB | 69 KV | LOAD_X1 | LOAD
8445784 | AEP | ZONE | AEP | 1183223796 | COLONYB | 69 KV | LOAD_X2 | LOAD
8445784 | AEP | ZONE | AEP | 1666104439 | COLUMBGR | 69 KV | T1 | LOAD
8445784 | AEP | ZONE | AEP | 1666104440 | COLUMBGR | 69 KV | T2 | LOAD
8445784 | AEP | ZONE | AEP | 32410947 | COLUMBIA | 138 KV | T1 | LOAD
8445784 | AEP | ZONE | AEP | 32410951 | COLUMGAS | 69 KV | UNFUEL | LOAD
8445784 | AEP | ZONE | AEP | 32410953 | COMBS | 69 KV | T1 | LOAD
8445784 | AEP | ZONE | AEP | 2156109020 | COMETSW | 69 KV | ENTRPRIS | LOAD
8445784 | AEP | ZONE | AEP | 2156113213 | COMMERCE | 69 KV | BLACKJRD | LOAD
8445784 | AEP | ZONE | AEP | 2156113177 | COMMERCE | 69 KV | T1 | LOAD
8445784 | AEP | ZONE | AEP | 2156109560 | COMMONWC | 138 KV | T1 | LOAD
8445784 | AEP | ZONE | AEP | 32410955 | CONANT | 34 KV | T1 | LOAD
8445784 | AEP | ZONE | AEP | 32410959 | CONCORD | 138 KV | T2 | LOAD
8445784 | AEP | ZONE | AEP | 32410961 | CONCORD | 138 KV | T3 | LOAD
8445784 | AEP | ZONE | AEP | 2156110452 | CONCORD | 34 KV | TR1TLOAD | LOAD
8445784 | AEP | ZONE | AEP | 2156113307 | CONDITSW | 138 KV | LOTT | LOAD
8445784 | AEP | ZONE | AEP | 32410963 | CONEPREP | 138 KV | T1 | LOAD
8445784 | AEP | ZONE | AEP | 1132284497 | CONESVIL | 138 KV | FGD LD2 | LOAD
8445784 | AEP | ZONE | AEP | 32410965 | CONESVIL | 138 KV | LAUX | LOAD
8445784 | AEP | ZONE | AEP | 32410967 | CONESVIL | 138 KV | SIMCO | LOAD
8445784 | AEP | ZONE | AEP | 2156113960 | CONESVIL | 138 KV | SLATE1 | LOAD
8445784 | AEP | ZONE | AEP | 2156113914 | CONESVIL | 138 KV | SLATE2 | LOAD
8445784 | AEP | ZONE | AEP | 2156111825 | CONNER | 69 KV | COLUMBIA | LOAD
8445784 | AEP | ZONE | AEP | 2156111876 | CONNER | 69 KV | T1 | LOAD
8445784 | AEP | ZONE | AEP | 32410969 | CONSOLID | 138 KV | T1 | LOAD
8445784 | AEP | ZONE | AEP | 2155501923 | CONSTELM | 138 KV | 1-3 | LOAD
8445784 | AEP | ZONE | AEP | 2155501924 | CONSTELM | 138 KV | 2-4 | LOAD
8445784 | AEP | ZONE | AEP | 1666104458 | CONTINEN | 69 KV | FTBROWN | LOAD
8445784 | AEP | ZONE | AEP | 1666104459 | CONTINEN | 69 KV | T1 | LOAD
8445784 | AEP | ZONE | AEP | 2156110174 | CONWAVE | 69 KV | T1 | LOAD
8445784 | AEP | ZONE | AEP | 2156113781 | COOK | 34 KV | AUX | LOAD
8445784 | AEP | ZONE | AEP | 1356152376 | COOK | 34 KV | T4 | LOAD
8445784 | AEP | ZONE | AEP | 1356152377 | COOK | 34 KV | T5 | LOAD
8445784 | AEP | ZONE | AEP | 1218904626 | COOK | 69 KV | LOAD_EP | LOAD
8445784 | AEP | ZONE | AEP | 1218904625 | COOK | 69 KV | T7 | LOAD
8445784 | AEP | ZONE | AEP | 1218904627 | COOK | 69 KV | TR8_LD | LOAD
8445784 | AEP | ZONE | AEP | 2156111821 | COOLWELL | 69 KV | T1 | LOAD
8445784 | AEP | ZONE | AEP | 1123170550 | COPPERMI | 69 KV | LOAD | LOAD
8445784 | AEP | ZONE | AEP | 32410979 | COPPERRI | 138 KV | T1 | LOAD
8445784 | AEP | ZONE | AEP | 1207064792 | COREY | 34 KV | 1T | LOAD
8445784 | AEP | ZONE | AEP | 32410981 | COREY | 69 KV | COREYREA | LOAD
8445784 | AEP | ZONE | AEP | 1388602544 | COREY | 69 KV | T2 | LOAD
8445784 | AEP | ZONE | AEP | 5021136 | CORNER | 138 KV | T1 | LOAD
8445784 | AEP | ZONE | AEP | 2156113735 | CORNERST | 69 KV | T1 | LOAD
8445784 | AEP | ZONE | AEP | 2156113606 | CORNERST | 69 KV | T2 | LOAD
8445784 | AEP | ZONE | AEP | 2041958082 | CORNINGG | 69 KV | T1 | LOAD
8445784 | AEP | ZONE | AEP | 1268561638 | CORRIDOR | 138 KV | XF3 | LOAD
8445784 | AEP | ZONE | AEP | 1268561639 | CORRIDOR | 138 KV | XF4 | LOAD
8445784 | AEP | ZONE | AEP | 2155501917 | CORWIN | 138 KV | GM1 | LOAD
8445784 | AEP | ZONE | AEP | 2155501916 | CORWIN | 138 KV | GM2 | LOAD
8445784 | AEP | ZONE | AEP | 32410983 | CORWIN | 138 KV | T1 | LOAD
8445784 | AEP | ZONE | AEP | 32410985 | CORWIN | 138 KV | T2 | LOAD
8445784 | AEP | ZONE | AEP | 2156114749 | COSGRAY | 345 KV | CMH0911 | LOAD
8445784 | AEP | ZONE | AEP | 2156114627 | COSGRAY | 345 KV | CMH0912 | LOAD
8445784 | AEP | ZONE | AEP | 2156113332 | COSGRAY | 345 KV | CMH0913 | LOAD
8445784 | AEP | ZONE | AEP | 2156113376 | COSGRAY | 345 KV | CMH0914 | LOAD
8445784 | AEP | ZONE | AEP | 32410987 | COTTAGEV | 69 KV | T1 | LOAD
8445784 | AEP | ZONE | AEP | 2156114412 | COTTRELL | 138 KV | T1 | LOAD
8445784 | AEP | ZONE | AEP | 93353437 | COUNTRYS | 138 KV | T1 | LOAD
8445784 | AEP | ZONE | AEP | 32410989 | COUNTYIM | 138 KV | T1 | LOAD
8445784 | AEP | ZONE | AEP | 32410991 | COUNTYLI | 138 KV | T1 | LOAD
8445784 | AEP | ZONE | AEP | 32410993 | COUNTYLI | 138 KV | T2 | LOAD
8445784 | AEP | ZONE | AEP | 32410995 | COUNTYRD | 138 KV | T1 | LOAD
8445784 | AEP | ZONE | AEP | 2156112908 | COVERTIM | 69 KV | T1 | LOAD
8445784 | AEP | ZONE | AEP | 2156112990 | COWANIM | 138 KV | C1 | LOAD
8445784 | AEP | ZONE | AEP | 2156113007 | COWANIM | 138 KV | C2 | LOAD
8445784 | AEP | ZONE | AEP | 2156113754 | CPORTSMO | 69 KV | T1 | LOAD
8445784 | AEP | ZONE | AEP | 1666104470 | CRAWFISC | 69 KV | T1 | LOAD
8445784 | AEP | ZONE | AEP | 2156114631 | CREEKWLK | 34.5 KV | AUX | LOAD
8445784 | AEP | ZONE | AEP | 1218905934 | CRICKETT | 138 KV | LOADCNX | LOAD
8445784 | AEP | ZONE | AEP | 1666104492 | CRIDERSV | 69 KV | T1 | LOAD
8445784 | AEP | ZONE | AEP | 2156109014 | CRIMMRD | 69 KV | T1 | LOAD
8445784 | AEP | ZONE | AEP | 2156109015 | CRIMMRD | 69 KV | T2 | LOAD
8445784 | AEP | ZONE | AEP | 1067160697 | CROOKEDC | 138 KV | LD | LOAD
8445784 | AEP | ZONE | AEP | 32411003 | CROOKSVI | 138 KV | T1 | LOAD
8445784 | AEP | ZONE | AEP | 2156110817 | CROSSLAN | 69 KV | LOAD | LOAD
8445784 | AEP | ZONE | AEP | 32411005 | CROSSRO2 | 69 KV | T1 | LOAD
8445784 | AEP | ZONE | AEP | 32411007 | CROSSSTR | 138 KV | T1 | LOAD
8445784 | AEP | ZONE | AEP | 32411009 | CRYSTAL | 138 KV | T1 | LOAD
8445784 | AEP | ZONE | AEP | 2156112917 | CRYSTALP | 69 KV | T1 | LOAD
8445784 | AEP | ZONE | AEP | 32411011 | CTYBRYAN | 138 KV | T1 | LOAD
8445784 | AEP | ZONE | AEP | 32411013 | CTYBRYAN | 138 KV | T2 | LOAD
8445784 | AEP | ZONE | AEP | 2156110479 | CULBERTS | 138 KV | AMG1 | LOAD
8445784 | AEP | ZONE | AEP | 2156110480 | CULBERTS | 138 KV | AMG2 | LOAD
8445784 | AEP | ZONE | AEP | 2156113563 | CUMBLAEP | 34.5 KV | T4 | LOAD
8445784 | AEP | ZONE | AEP | 32411015 | CURRY | 138 KV | T1 | LOAD
8445784 | AEP | ZONE | AEP | 1356151883 | CURRY | 138 KV | T2 | LOAD
8445784 | AEP | ZONE | AEP | 40243247 | CURVERD | 138 KV | T1 LOAD | LOAD
8445784 | AEP | ZONE | AEP | 2156114680 | CYPRUS | 138 KV | CHILLYWC | LOAD
8445784 | AEP | ZONE | AEP | 2156114747 | CYPRUS | 138 KV | CHILLYWD | LOAD
8445784 | AEP | ZONE | AEP | 2156112714 | CYPRUS | 138 KV | T1 | LOAD
8445784 | AEP | ZONE | AEP | 2156112981 | CYPRUS | 138 KV | T2 | LOAD
8445784 | AEP | ZONE | AEP | 32411017 | DAILYTAP | 69 KV | T1 | LOAD
8445784 | AEP | ZONE | AEP | 32411019 | DALEVILL | 138 KV | T1 | LOAD
8445784 | AEP | ZONE | AEP | 32411021 | DALEWOOD | 138 KV | T1 | LOAD
8445784 | AEP | ZONE | AEP | 1348254324 | DALMATIA | 138 KV | TR1 | LOAD
8445784 | AEP | ZONE | AEP | 2156113003 | DAMERON | 138 KV | T3 | LOAD
8445784 | AEP | ZONE | AEP | 2156113019 | DAMERON | 138 KV | T4 | LOAD
8445784 | AEP | ZONE | AEP | 2156109004 | DANFORD | 69 KV | COALMINE | LOAD
8445784 | AEP | ZONE | AEP | 2041958104 | DANRIVRE | 69 KV | T1 | LOAD
8445784 | AEP | ZONE | AEP | 32411031 | DARDENRO | 138 KV | T1 | LOAD
8445784 | AEP | ZONE | AEP | 32411033 | DARDENRO | 138 KV | T2 | LOAD
8445784 | AEP | ZONE | AEP | 2156109313 | DARRAH | 138 KV | T1 | LOAD
8445784 | AEP | ZONE | AEP | 2156109312 | DARRAH | 138 KV | T3 | LOAD
8445784 | AEP | ZONE | AEP | 32411035 | DARRAH | 138 KV | T4 | LOAD
8445784 | AEP | ZONE | AEP | 2156109311 | DARRAH | 138 KV | T5 | LOAD
8445784 | AEP | ZONE | AEP | 32411043 | DARRAH | 34 KV | INCOMIL2 | LOAD
8445784 | AEP | ZONE | AEP | 32411049 | DAVIDSON | 138 KV | T1 | LOAD
8445784 | AEP | ZONE | AEP | 32411051 | DAVIDSON | 138 KV | T2 | LOAD
8445784 | AEP | ZONE | AEP | 1356152944 | DAVIDSON | 138 KV | T3 | LOAD
8445784 | AEP | ZONE | AEP | 32411053 | DAWES | 138 KV | T1 | LOAD
8445784 | AEP | ZONE | AEP | 135388707 | DAWKINS | 138 KV | LOAD | LOAD
8445784 | AEP | ZONE | AEP | 2156111836 | DEARINGT | 69 KV | T1 | LOAD
8445784 | AEP | ZONE | AEP | 2156111804 | DEARINGT | 69 KV | T2 | LOAD
8445784 | AEP | ZONE | AEP | 1775813090 | DECATUR | 69 KV | T1 | LOAD
8445784 | AEP | ZONE | AEP | 1775813091 | DECATUR | 69 KV | T2 | LOAD
8445784 | AEP | ZONE | AEP | 1775813106 | DECKER | 69 KV | T1 | LOAD
8445784 | AEP | ZONE | AEP | 1775813105 | DECKER | 69 KV | T2 | LOAD
8445784 | AEP | ZONE | AEP | 2156112862 | DECKER | 69 KV | T3 | LOAD
8445784 | AEP | ZONE | AEP | 32411055 | DEERCREE | 138 KV | T4 | LOAD
8445784 | AEP | ZONE | AEP | 2156114383 | DEERCREE | 138 KV | T5 | LOAD
8445784 | AEP | ZONE | AEP | 32411059 | DEERCREE | 34 KV | 37THSTRE | LOAD
8445784 | AEP | ZONE | AEP | 32411061 | DEERCREE | 34 KV | JONESBOR | LOAD
8445784 | AEP | ZONE | AEP | 32411063 | DEERCREE | 34 KV | MILLERAV | LOAD
8445784 | AEP | ZONE | AEP | 32411065 | DEERCREE | 34 KV | PARANTAP | LOAD
8445784 | AEP | ZONE | AEP | 32411067 | DEERCREE | 34 KV | PEACOCK | LOAD
8445784 | AEP | ZONE | AEP | 32411073 | DEERCREE | 34 KV | T6 | LOAD
8445784 | AEP | ZONE | AEP | 5021148 | DEGUSSA | 138 KV | DEGUSSA | LOAD
8445784 | AEP | ZONE | AEP | 32411075 | DELANO | 138 KV | T1 | LOAD
8445784 | AEP | ZONE | AEP | 32411077 | DELANORD | 138 KV | T1 | LOAD
8445784 | AEP | ZONE | AEP | 1439644502 | DELAWAIM | 138 KV | T1 | LOAD
8445784 | AEP | ZONE | AEP | 1439644501 | DELAWAIM | 138 KV | T2 | LOAD
8445784 | AEP | ZONE | AEP | 57967541 | DELAWARE | 138 KV | PARK | LOAD
8445784 | AEP | ZONE | AEP | 32411091 | DELAWARE | 138 KV | T1 | LOAD
8445784 | AEP | ZONE | AEP | 32411093 | DELAWARE | 138 KV | T2 | LOAD
8445784 | AEP | ZONE | AEP | 32411095 | DELAWARE | 138 KV | T3 | LOAD
8445784 | AEP | ZONE | AEP | 32411097 | DELAWARE | 138 KV | T4 | LOAD
8445784 | AEP | ZONE | AEP | 32411103 | DELCORM5 | 138 KV | T1 | LOAD
8445784 | AEP | ZONE | AEP | 32411105 | DELCORM5 | 138 KV | T2 | LOAD
8445784 | AEP | ZONE | AEP | 1666104480 | DELPHOS | 69 KV | T1 | LOAD
8445784 | AEP | ZONE | AEP | 1666104479 | DELPHOS | 69 KV | T2 | LOAD
8445784 | AEP | ZONE | AEP | 1356152832 | DENAWASH | 18 KV | STSVC1 | LOAD
8445784 | AEP | ZONE | AEP | 1356152831 | DENAWASH | 18 KV | STSVC2 | LOAD
8445784 | AEP | ZONE | AEP | 1207066050 | DENNISON | 69 KV | LOAD1 | LOAD
8445784 | AEP | ZONE | AEP | 1305121977 | DENNISON | 69 KV | LOADT2 | LOAD
8445784 | AEP | ZONE | AEP | 2156112754 | DEPTMER | 69 KV | HARBER | LOAD
8445784 | AEP | ZONE | AEP | 2156114963 | DERBY | 34 KV | T2 | LOAD
8445784 | AEP | ZONE | AEP | 2156109001 | DERWENT | 69 KV | SENECAVL | LOAD
8445784 | AEP | ZONE | AEP | 2156109000 | DERWENT | 69 KV | T1 | LOAD
8445784 | AEP | ZONE | AEP | 1666104469 | DESHLERT | 69 KV | DESHLER | LOAD
8445784 | AEP | ZONE | AEP | 2156110169 | DEVOLA | 138 KV | T1 | LOAD
8445784 | AEP | ZONE | AEP | 2156110170 | DEVOLA | 138 KV | T2 | LOAD
8445784 | AEP | ZONE | AEP | 32411111 | DEWEY | 138 KV | T2 | LOAD
8445784 | AEP | ZONE | AEP | 32411113 | DIAMOND | 138 KV | T1 | LOAD
8445784 | AEP | ZONE | AEP | 32411115 | DICKENS | 138 KV | T1 | LOAD
8445784 | AEP | ZONE | AEP | 1666103436 | DIEBOLDR | 69 KV | PERRY | LOAD
8445784 | AEP | ZONE | AEP | 1666103437 | DIEBOLDR | 69 KV | T1 | LOAD
8445784 | AEP | ZONE | AEP | 2156109008 | DILLESBO | 138 KV | T1 | LOAD
8445784 | AEP | ZONE | AEP | 2156108970 | DILLONVL | 69 KV | SMITHFLD | LOAD
8445784 | AEP | ZONE | AEP | 2156108969 | DILLONVL | 69 KV | T2 | LOAD
8445784 | AEP | ZONE | AEP | 32411117 | DINGESS | 138 KV | T1 | LOAD
8445784 | AEP | ZONE | AEP | 1218905973 | DISMALRV | 69 KV | LOAD1 | LOAD
8445784 | AEP | ZONE | AEP | 1218905971 | DISMALRV | 69 KV | LOAD2 | LOAD
8445784 | AEP | ZONE | AEP | 1218905972 | DISMALRV | 69 KV | TURKEY | LOAD
8445784 | AEP | ZONE | AEP | 2156113670 | DIVELBIS | 69 KV | FREDERIC | LOAD
8445784 | AEP | ZONE | AEP | 2156113555 | DIVELBIS | 69 KV | MTVERNO | LOAD
8445784 | AEP | ZONE | AEP | 1305122044 | DIXON | 138 KV | TUNELRID | LOAD
8445784 | AEP | ZONE | AEP | 1183223760 | DOCKFOUN | 69 KV | LOAD1 | LOAD
8445784 | AEP | ZONE | AEP | 32411119 | DOGWOODR | 138 KV | T1 | LOAD
8445784 | AEP | ZONE | AEP | 1067160758 | DOOVILLE | 138 KV | XT1 | LOAD
8445784 | AEP | ZONE | AEP | 32411121 | DORTON | 138 KV | T1 | LOAD
8445784 | AEP | ZONE | AEP | 1388603009 | DOVER | 69 KV | CDOVER | LOAD
8445784 | AEP | ZONE | AEP | 2156109023 | DOVERWIR | 69 KV | GEDOVER1 | LOAD
8445784 | AEP | ZONE | AEP | 2156109022 | DOVERWIR | 69 KV | GEDOVER2 | LOAD
8445784 | AEP | ZONE | AEP | 32411123 | DOWHANGR | 69 KV | T1 | LOAD
8445784 | AEP | ZONE | AEP | 32411125 | DOWHANGR | 69 KV | T2 | LOAD
8445784 | AEP | ZONE | AEP | 32411127 | DRAGOON | 138 KV | T1 | LOAD
8445784 | AEP | ZONE | AEP | 2156109898 | DRAGOON | 138 KV | T2 | LOAD
8445784 | AEP | ZONE | AEP | 123900937 | DRESDEN | 138 KV | LOADSS1 | LOAD
8445784 | AEP | ZONE | AEP | 123900939 | DRESDEN | 138 KV | LOADSS2 | LOAD
8445784 | AEP | ZONE | AEP | 32411129 | DREWERSB | 138 KV | T1 | LOAD
8445784 | AEP | ZONE | AEP | 2156109598 | DSHMUNIT | 69 KV | LOAD1 | LOAD
8445784 | AEP | ZONE | AEP | 2156109597 | DSHMUNIT | 69 KV | LOAD2 | LOAD
8445784 | AEP | ZONE | AEP | 2156109599 | DSHMUNIT | 69 KV | LOAD3 | LOAD
8445784 | AEP | ZONE | AEP | 40243253 | DUBLIN | 138 KV | T1 LOAD | LOAD
8445784 | AEP | ZONE | AEP | 40243255 | DUBLIN | 138 KV | T2 LOAD | LOAD
8445784 | AEP | ZONE | AEP | 40243257 | DUBLIN | 138 KV | T3 LOAD | LOAD
8445784 | AEP | ZONE | AEP | 5021157 | DUCKCREE | 138 KV | T1 | LOAD
8445784 | AEP | ZONE | AEP | 1218905967 | DUNKIRK2 | 69 KV | T1 | LOAD
8445784 | AEP | ZONE | AEP | 1218905968 | DUNKIRK2 | 69 KV | T3 | LOAD
8445784 | AEP | ZONE | AEP | 32411135 | DUNLAP | 138 KV | T1 | LOAD
8445784 | AEP | ZONE | AEP | 32411137 | DUNLAP | 138 KV | T3 | LOAD
8445784 | AEP | ZONE | AEP | 2156113186 | DUNTONLK | 345 KV | T2SBUTLR | LOAD
8445784 | AEP | ZONE | AEP | 2156113445 | DUNTONLK | 345 KV | T3SBUTLR | LOAD
8445784 | AEP | ZONE | AEP | 2041958093 | DUPNTAEP | 69 KV | T1 | LOAD
8445784 | AEP | ZONE | AEP | 32411143 | DUPONTCS | 138 KV | T1 | LOAD
8445784 | AEP | ZONE | AEP | 32411145 | DUPONTCS | 138 KV | T2 | LOAD
8445784 | AEP | ZONE | AEP | 32411147 | DUPONTRD | 138 KV | T1 | LOAD
8445784 | AEP | ZONE | AEP | 2041958145 | EAGLESPR | 69 KV | T1 | LOAD
8445784 | AEP | ZONE | AEP | 32411151 | EASTTOWN | 138 KV | T1 | LOAD
8445784 | AEP | ZONE | AEP | 2156110152 | EBASHAN | 69 KV | COOLVILL | LOAD
8445784 | AEP | ZONE | AEP | 32411155 | EBEAVER | 138 KV | T1 | LOAD
8445784 | AEP | ZONE | AEP | 1268563031 | EBERSOLE | 138 KV | XF1 | LOAD
8445784 | AEP | ZONE | AEP | 2156110175 | EBERSOLE | 138 KV | XF3 | LOAD
8445784 | AEP | ZONE | AEP | 32411157 | EBROAD | 138 KV | T1 | LOAD
8445784 | AEP | ZONE | AEP | 32411159 | EBROAD | 138 KV | T2 | LOAD
8445784 | AEP | ZONE | AEP | 1318134956 | EBROAD | 138 KV | T3 | LOAD
8445784 | AEP | ZONE | AEP | 2156109011 | ECADIZSW | 69 KV | CADIZ | LOAD
8445784 | AEP | ZONE | AEP | 1207066055 | ECAMBRID | 69 KV | LOAD1 | LOAD
8445784 | AEP | ZONE | AEP | 2156110475 | ECAMBRID | 69 KV | OLDWASH | LOAD
8445784 | AEP | ZONE | AEP | 2156112930 | ECANTON | 69 KV | T1 | LOAD
8445784 | AEP | ZONE | AEP | 2156115116 | ECHOVALL | 69 KV | ECHVALLY | LOAD
8445784 | AEP | ZONE | AEP | 2041956661 | EDANVILL | 12 KV | DIBRELL | LOAD
8445784 | AEP | ZONE | AEP | 2156110812 | EDANVILL | 69 KV | T3 | LOAD
8445784 | AEP | ZONE | AEP | 1666104496 | EDELPHOS | 69 KV | T1 | LOAD
8445784 | AEP | ZONE | AEP | 32411163 | EDENSRID | 138 KV | T1 | LOAD
8445784 | AEP | ZONE | AEP | 2156113607 | EDENSRID | 138 KV | T2 | LOAD
8445784 | AEP | ZONE | AEP | 32411165 | EDGEMONT | 138 KV | T1 | LOAD
8445784 | AEP | ZONE | AEP | 1666103458 | EDLOWE | 138 KV | T1 | LOAD
8445784 | AEP | ZONE | AEP | 1666103459 | EDLOWE | 138 KV | T2 | LOAD
8445784 | AEP | ZONE | AEP | 1207066049 | EDOVER | 69 KV | LOAD2 | LOAD
8445784 | AEP | ZONE | AEP | 2156108956 | EDOVER | 69 KV | T3 | LOAD
8445784 | AEP | ZONE | AEP | 2156110474 | EDOVER | 69 KV | ZOARVILE | LOAD
8445784 | AEP | ZONE | AEP | 1218905955 | EEFOSTOR | 69 KV | LOAD1 | LOAD
8445784 | AEP | ZONE | AEP | 1218905954 | EEFOSTOR | 69 KV | UNIONCAR | LOAD
8445784 | AEP | ZONE | AEP | 2156111772 | EFREMONT | 69 KV | TR1 | LOAD
8445784 | AEP | ZONE | AEP | 2156111808 | EFREMONT | 69 KV | TR2 | LOAD
8445784 | AEP | ZONE | AEP | 32411167 | EGE | 138 KV | T1 | LOAD
8445784 | AEP | ZONE | AEP | 32411169 | EHUNTING | 138 KV | T1 | LOAD
8445784 | AEP | ZONE | AEP | 32411171 | EHUNTING | 138 KV | T3 | LOAD
8445784 | AEP | ZONE | AEP | 32411173 | EHUNTING | 138 KV | T4 | LOAD
8445784 | AEP | ZONE | AEP | 2156109314 | EHUNTING | 138 KV | T5 | LOAD
8445784 | AEP | ZONE | AEP | 32411175 | ELCONA | 138 KV | T1 | LOAD
8445784 | AEP | ZONE | AEP | 32413137 | ELECTRD | 69 KV | A | LOAD
8445784 | AEP | ZONE | AEP | 1075446304 | ELEIPSIC | 138 KV | TR1-ELE | LOAD
8445784 | AEP | ZONE | AEP | 1075446302 | ELEIPSIC | 138 KV | TR1-PRO | LOAD
8445784 | AEP | ZONE | AEP | 1075446303 | ELEIPSIC | 138 KV | TR2-PRO | LOAD
8445784 | AEP | ZONE | AEP | 1666103773 | ELEIPSIC | 69 KV | T4 | LOAD
8445784 | AEP | ZONE | AEP | 1666104483 | ELIDARD | 69 KV | ELIDA | LOAD
8445784 | AEP | ZONE | AEP | 32411181 | ELIVE2ND | 69 KV | T1 | LOAD
8445784 | AEP | ZONE | AEP | 32411183 | ELIVE2ND | 69 KV | T2 | LOAD
8445784 | AEP | ZONE | AEP | 32411185 | ELIVEREE | 69 KV | T1 | LOAD
8445784 | AEP | ZONE | AEP | 1248984094 | ELK | 138 KV | T1 | LOAD
8445784 | AEP | ZONE | AEP | 1248984093 | ELK | 138 KV | T2 | LOAD
8445784 | AEP | ZONE | AEP | 5021184 | ELKEM | 138 KV | T1 | LOAD
8445784 | AEP | ZONE | AEP | 32411187 | ELKGARD2 | 138 KV | T1 | LOAD
8445784 | AEP | ZONE | AEP | 2156110813 | ELKGARD2 | 138 KV | T2 | LOAD
8445784 | AEP | ZONE | AEP | 32411189 | ELKGARD2 | 138 KV | T3 | LOAD
8445784 | AEP | ZONE | AEP | 2156110455 | ELKHYDRO | 34 KV | NW1 | LOAD
8445784 | AEP | ZONE | AEP | 2156110453 | ELKHYDRO | 34 KV | NW2 | LOAD
8445784 | AEP | ZONE | AEP | 32411191 | ELKHYDRO | 34 KV | T3 | LOAD
8445784 | AEP | ZONE | AEP | 2156110454 | ELKHYDRO | 34 KV | T5 | LOAD
8445784 | AEP | ZONE | AEP | 2156113316 | ELLETT | 69 KV | T1 | LOAD
8445784 | AEP | ZONE | AEP | 1123170674 | ELLIOTT | 138 KV | LOAD | LOAD
8445784 | AEP | ZONE | AEP | 2156110832 | ELLIOTT | 138 KV | T2 | LOAD
8445784 | AEP | ZONE | AEP | 1123170676 | ELLISONR | 138 KV | COVENTRY | LOAD
8445784 | AEP | ZONE | AEP | 1348254046 | ELLISONR | 138 KV | T1 | LOAD
8445784 | AEP | ZONE | AEP | 32411201 | ELMOSS | 69 KV | FAYETEVI | LOAD
8445784 | AEP | ZONE | AEP | 1439644910 | ELMSMPJM | 18 KV | LOAD1 | LOAD
8445784 | AEP | ZONE | AEP | 1439644909 | ELMSMPJM | 21 KV | LOAD2 | LOAD
8445784 | AEP | ZONE | AEP | 2156112493 | ELWOODIM | 69 KV | T1 | LOAD
8445784 | AEP | ZONE | AEP | 2156112408 | ELWOODIM | 69 KV | T2 | LOAD
8445784 | AEP | ZONE | AEP | 1218904757 | ELYNCHBU | 34.5 KV | PEAKSVW | LOAD
8445784 | AEP | ZONE | AEP | 32411207 | ELYNN | 138 KV | T1T2 | LOAD
8445784 | AEP | ZONE | AEP | 1084382851 | EMERALD1 | 138 KV | LOAD | LOAD
8445784 | AEP | ZONE | AEP | 2156108986 | ENEWCMSW | 69 KV | NEWCOMER | LOAD
8445784 | AEP | ZONE | AEP | 32411211 | ENEWCONC | 138 KV | T1 | LOAD
8445784 | AEP | ZONE | AEP | 32411213 | ENGLERID | 138 KV | T1 | LOAD
8445784 | AEP | ZONE | AEP | 1666104463 | EOTTAWA | 69 KV | PHILIPS | LOAD
8445784 | AEP | ZONE | AEP | 1666104464 | EOTTAWA | 69 KV | T1 | LOAD
8445784 | AEP | ZONE | AEP | 1666104497 | EOTTOVIL | 69 KV | OTTOVILL | LOAD
8445784 | AEP | ZONE | AEP | 32411215 | EPOINT | 138 KV | T1 | LOAD
8445784 | AEP | ZONE | AEP | 32411217 | EPRESTON | 46 KV | T1 | LOAD
8445784 | AEP | ZONE | AEP | 32411219 | EPROCTOR | 138 KV | T1 | LOAD
8445784 | AEP | ZONE | AEP | 32411221 | ERIVERMO | 138 KV | T1 | LOAD
8445784 | AEP | ZONE | AEP | 32411223 | ESIDEIM | 138 KV | T1 | LOAD
8445784 | AEP | ZONE | AEP | 32411225 | ESIDEIM | 138 KV | T2 | LOAD
8445784 | AEP | ZONE | AEP | 32411227 | ESIDELIM | 138 KV | T1 | LOAD
8445784 | AEP | ZONE | AEP | 2156109003 | ESIDESW | 69 KV | STCLAIRS | LOAD
8445784 | AEP | ZONE | AEP | 2156112946 | ESPARTA | 69 KV | T3 | LOAD
8445784 | AEP | ZONE | AEP | 2156111856 | ESUGARSW | 69 KV | AUBURN | LOAD
8445784 | AEP | ZONE | AEP | 1356153529 | ETIFFIN | 69 KV | COOP | LOAD
8445784 | AEP | ZONE | AEP | 1356153530 | ETIFFIN | 69 KV | T1 | LOAD
8445784 | AEP | ZONE | AEP | 2156113384 | EVERGRSW | 69 KV | WELSH | LOAD
8445784 | AEP | ZONE | AEP | 1218905935 | EWATERVT | 138 KV | LOADT1 | LOAD
8445784 | AEP | ZONE | AEP | 32416459 | EWHITLEY | 34 KV | LOAD1 | LOAD
8445784 | AEP | ZONE | AEP | 32416461 | EWHITLEY | 34 KV | LOAD2 | LOAD
8445784 | AEP | ZONE | AEP | 32416463 | EWHITLEY | 34 KV | LOAD3 | LOAD
8445784 | AEP | ZONE | AEP | 2156110176 | EWILLARD | 69 KV | T1 | LOAD
8445784 | AEP | ZONE | AEP | 32411233 | EWOOSTER | 138 KV | T1 | LOAD
8445784 | AEP | ZONE | AEP | 1207064931 | EWOOSTER | 34.5 KV | LOAD | LOAD
8445784 | AEP | ZONE | AEP | 1207064932 | EWOOSTER | 69 KV | LOAD1 | LOAD
8445784 | AEP | ZONE | AEP | 2156110465 | EWOOSTER | 69 KV | LOAD2 | LOAD
8445784 | AEP | ZONE | AEP | 2156111869 | EXPRESSW | 69 KV | T1 | LOAD
8445784 | AEP | ZONE | AEP | 2156111797 | EXPRESSW | 69 KV | T2 | LOAD
8445784 | AEP | ZONE | AEP | 32411241 | FAIRCRES | 138 KV | T1 | LOAD
8445784 | AEP | ZONE | AEP | 2156109327 | FAIRDALE | 69 KV | T1 | LOAD
8445784 | AEP | ZONE | AEP | 32411243 | FALCON | 69 KV | T2 | LOAD
8445784 | AEP | ZONE | AEP | 2041958098 | FALLCREK | 69 KV | WHITTTAP | LOAD
8445784 | AEP | ZONE | AEP | 32411245 | FALLINGB | 138 KV | T1 | LOAD
8445784 | AEP | ZONE | AEP | 1439644386 | FARDAY | 138 KV | T1 | LOAD
8445784 | AEP | ZONE | AEP | 1775813088 | FARMLAND | 69 KV | T1 | LOAD
8445784 | AEP | ZONE | AEP | 32411247 | FAYETTE | 138 KV | T1 | LOAD
8445784 | AEP | ZONE | AEP | 2156113002 | FEDERAL | 69 KV | BIGRUNTH | LOAD
8445784 | AEP | ZONE | AEP | 1775813103 | FERGUSN | 69 KV | T1 | LOAD
8445784 | AEP | ZONE | AEP | 2156114281 | FIDDLEST | 138 KV | ILESBORO | LOAD
8445784 | AEP | ZONE | AEP | 2156110447 | FIELDALE | 138 KV | MOBILE | LOAD
8445784 | AEP | ZONE | AEP | 32411259 | FIELDALE | 34 KV | CAD | LOAD
8445784 | AEP | ZONE | AEP | 32411261 | FIELDALE | 34 KV | CAE | LOAD
8445784 | AEP | ZONE | AEP | 32411263 | FIELDALE | 34 KV | T2AT2B | LOAD
8445784 | AEP | ZONE | AEP | 32411253 | FIELDALE | 69 KV | FIELDCRE | LOAD
8445784 | AEP | ZONE | AEP | 2156109556 | FIELDCRE | 138 KV | BOONE | LOAD
8445784 | AEP | ZONE | AEP | 32411265 | FIFTHAVE | 138 KV | T1 | LOAD
8445784 | AEP | ZONE | AEP | 2156114368 | FIFTHAVE | 138 KV | T2 | LOAD
8445784 | AEP | ZONE | AEP | 32411267 | FINDLAYC | 138 KV | T1 | LOAD
8445784 | AEP | ZONE | AEP | 32411269 | FISHER | 138 KV | T1 | LOAD
8445784 | AEP | ZONE | AEP | 32411271 | FISHER | 138 KV | T2 | LOAD
8445784 | AEP | ZONE | AEP | 32411273 | FISHERBO | 138 KV | T1 | LOAD
8445784 | AEP | ZONE | AEP | 32411275 | FISHERBO | 138 KV | T2 | LOAD
8445784 | AEP | ZONE | AEP | 2156114314 | FIVEFRAP | 138 KV | GLADSTON | LOAD
8445784 | AEP | ZONE | AEP | 1369001956 | FLAGCITY | 138 KV | T1 | LOAD
8445784 | AEP | ZONE | AEP | 32411277 | FLATWOOD | 138 KV | T1 | LOAD
8445784 | AEP | ZONE | AEP | 32411279 | FLATWOOD | 138 KV | T2 | LOAD
8445784 | AEP | ZONE | AEP | 112586001 | FLEMING | 69 KV | NEON | LOAD
8445784 | AEP | ZONE | AEP | 32411283 | FLETCHER | 138 KV | T1 | LOAD
8445784 | AEP | ZONE | AEP | 32411285 | FLORENC2 | 12 KV | T1 | LOAD
8445784 | AEP | ZONE | AEP | 32411287 | FLOWRFLD | 138 KV | T1 | LOAD
8445784 | AEP | ZONE | AEP | 32411289 | FLOYD | 138 KV | T1 | LOAD
8445784 | AEP | ZONE | AEP | 67719559 | FLOYD | 138 KV | T-4 | LOAD
8445784 | AEP | ZONE | AEP | 2041956735 | FLOYD | 34.5 KV | T2 | LOAD
8445784 | AEP | ZONE | AEP | 1666103445 | FOGWELL | 138 KV | GM1 | LOAD
8445784 | AEP | ZONE | AEP | 1666103447 | FOGWELL | 138 KV | GM2 | LOAD
8445784 | AEP | ZONE | AEP | 1666103448 | FOGWELL | 138 KV | GM3 | LOAD
8445784 | AEP | ZONE | AEP | 32411293 | FORD | 138 KV | T1 | LOAD
8445784 | AEP | ZONE | AEP | 32411295 | FORD | 138 KV | T2 | LOAD
8445784 | AEP | ZONE | AEP | 32411301 | FOREST2 | 138 KV | T1 | LOAD
8445784 | AEP | ZONE | AEP | 61482241 | FOREST2 | 138 KV | T2 | LOAD
8445784 | AEP | ZONE | AEP | 1218905958 | FOREST3 | 69 KV | SUPPERSA | LOAD
8445784 | AEP | ZONE | AEP | 1218905959 | FOREST3 | 69 KV | T2 | LOAD
8445784 | AEP | ZONE | AEP | 1218905957 | FOREST3 | 69 KV | T3 | LOAD
8445784 | AEP | ZONE | AEP | 1268561809 | FORTROBI | 34.5 KV | MUDFIELD | LOAD
8445784 | AEP | ZONE | AEP | 1183223793 | FRAKSAV | 69 KV | FRANKS | LOAD
8445784 | AEP | ZONE | AEP | 32411311 | FRANKLI2 | 138 KV | T3 | LOAD
8445784 | AEP | ZONE | AEP | 32411313 | FRANKLI2 | 138 KV | T5 | LOAD
8445784 | AEP | ZONE | AEP | 32411315 | FRANKST | 34 KV | TULTEX | LOAD
8445784 | AEP | ZONE | AEP | 32411317 | FRAZEYB | 138 KV | T1 | LOAD
8445784 | AEP | ZONE | AEP | 1305122045 | FREEBYRD | 138 KV | XF1 | LOAD
8445784 | AEP | ZONE | AEP | 1305122048 | FREEBYRD | 138 KV | XF2 | LOAD
8445784 | AEP | ZONE | AEP | 1305122047 | FREEBYRD | 138 KV | XF3 | LOAD
8445784 | AEP | ZONE | AEP | 1305122046 | FREEBYRD | 138 KV | XF4 | LOAD
8445784 | AEP | ZONE | AEP | 1356152998 | FREMNT | 12 KV | 12KV | LOAD
8445784 | AEP | ZONE | AEP | 1356152996 | FREMNT | 69 KV | LD2 | LOAD
8445784 | AEP | ZONE | AEP | 32411325 | FREMONT | 138 KV | T3 | LOAD
8445784 | AEP | ZONE | AEP | 1218904814 | FREMONTC | 69 KV | ALENDALE | LOAD
8445784 | AEP | ZONE | AEP | 1218904815 | FREMONTC | 69 KV | T2 | LOAD
8445784 | AEP | ZONE | AEP | 32411329 | FRIES | 69 KV | INDEPEND | LOAD
8445784 | AEP | ZONE | AEP | 32411331 | FRIES | 69 KV | T1AT1B | LOAD
8445784 | AEP | ZONE | AEP | 2156110827 | FROSTY | 69 KV | T1 | LOAD
8445784 | AEP | ZONE | AEP | 38367845 | FTHENRY | 138 KV | XT1 | LOAD
8445784 | AEP | ZONE | AEP | 1666104474 | FTJNINGS | 69 KV | JENNINGS | LOAD
8445784 | AEP | ZONE | AEP | 1775813085 | FULKERSO | 69 KV | MARATHON | LOAD
8445784 | AEP | ZONE | AEP | 32411333 | FULTON | 138 KV | T1 | LOAD
8445784 | AEP | ZONE | AEP | 1318135484 | FULTONOP | 69 KV | GARDEN | LOAD
8445784 | AEP | ZONE | AEP | 1318135485 | FULTONOP | 69 KV | T1 | LOAD
8445784 | AEP | ZONE | AEP | 2156110460 | FUSON | 138 KV | T1 | LOAD
8445784 | AEP | ZONE | AEP | 2156110461 | FUSON | 138 KV | T2 | LOAD
8445784 | AEP | ZONE | AEP | 2156109322 | GABLESW | 138 KV | T1 | LOAD
8445784 | AEP | ZONE | AEP | 32411339 | GAHANNA | 138 KV | T3 | LOAD
8445784 | AEP | ZONE | AEP | 32411341 | GAHANNA | 138 KV | T4 | LOAD
8445784 | AEP | ZONE | AEP | 2156111816 | GAHANNA | 138 KV | T5 | LOAD
8445784 | AEP | ZONE | AEP | 2156111802 | GAHANNA | 138 KV | T6 | LOAD
8445784 | AEP | ZONE | AEP | 32411343 | GALAX | 69 KV | T1 | LOAD
8445784 | AEP | ZONE | AEP | 2156112331 | GALAX | 69 KV | T2 | LOAD
8445784 | AEP | ZONE | AEP | 1218904830 | GARDENCR | 69 KV | LOAD | LOAD
8445784 | AEP | ZONE | AEP | 32411349 | GARETT | 46 KV | T1 | LOAD
8445784 | AEP | ZONE | AEP | 2156114599 | GARRETKP | 138 KV | T2 | LOAD
8445784 | AEP | ZONE | AEP | 47012203 | GARRETTN | 138 KV | T1 | LOAD
8445784 | AEP | ZONE | AEP | 67719561 | GARRISON | 138 KV | ELKRUN | LOAD
8445784 | AEP | ZONE | AEP | 1388602469 | GARY | 138 KV | T1 | LOAD
8445784 | AEP | ZONE | AEP | 32411351 | GASTON | 138 KV | T1 | LOAD
8445784 | AEP | ZONE | AEP | 2156110157 | GASTON | 138 KV | T2 | LOAD
8445784 | AEP | ZONE | AEP | 1268563035 | GATECITY | 69 KV | T1 | LOAD
8445784 | AEP | ZONE | AEP | 1183223783 | GATEWAY | 69 KV | LOAD | LOAD
8445784 | AEP | ZONE | AEP | 2156112350 | GATEWAY | 69 KV | WHITLEY | LOAD
8445784 | AEP | ZONE | AEP | 32411353 | GAULEYMT | 69 KV | T1 | LOAD
8445784 | AEP | ZONE | AEP | 32411355 | GAVINAEP | 138 KV | DWAS | LOAD
8445784 | AEP | ZONE | AEP | 32411357 | GAVINAEP | 138 KV | IAAS | LOAD
8445784 | AEP | ZONE | AEP | 2156108951 | GAVINAEP | 26 KV | AUX1 | LOAD
8445784 | AEP | ZONE | AEP | 2156108952 | GAVINAEP | 26 KV | AUX2 | LOAD
8445784 | AEP | ZONE | AEP | 1107281270 | GAVINAEP | 69 KV | AUX | LOAD
8445784 | AEP | ZONE | AEP | 1666103825 | GAVINAEP | 69 KV | B | LOAD
8445784 | AEP | ZONE | AEP | 32411367 | GAY | 138 KV | T1 | LOAD
8445784 | AEP | ZONE | AEP | 32411369 | GAY | 138 KV | T2 | LOAD
8445784 | AEP | ZONE | AEP | 32411371 | GAY | 138 KV | T3 | LOAD
8445784 | AEP | ZONE | AEP | 2156110172 | GEMINI | 138 KV | LOAD1 | LOAD
8445784 | AEP | ZONE | AEP | 2156110171 | GEMINI | 138 KV | LOAD2 | LOAD
8445784 | AEP | ZONE | AEP | 32411373 | GENOA | 138 KV | T1 | LOAD
8445784 | AEP | ZONE | AEP | 32411375 | GENOA | 138 KV | T2 | LOAD
8445784 | AEP | ZONE | AEP | 32411377 | GENOA | 138 KV | T4 | LOAD
8445784 | AEP | ZONE | AEP | 48933989 | GENOA | 138 KV | T5 | LOAD
8445784 | AEP | ZONE | AEP | 1369000716 | GEORGEST | 138 KV | T1 | LOAD
8445784 | AEP | ZONE | AEP | 93353439 | GEORGEWA | 69 KV | LD1 | LOAD
8445784 | AEP | ZONE | AEP | 32411381 | GERMAN | 138 KV | T1 | LOAD
8445784 | AEP | ZONE | AEP | 32411383 | GERMAN | 138 KV | T2 | LOAD
8445784 | AEP | ZONE | AEP | 2156112935 | GERVAIS | 69 KV | PURECYCL | LOAD
8445784 | AEP | ZONE | AEP | 32411385 | GESUPER | 138 KV | T1 | LOAD
8445784 | AEP | ZONE | AEP | 32411387 | GINATCRE | 69 KV | PLYHGTS | LOAD
8445784 | AEP | ZONE | AEP | 2156112869 | GLADEAEP | 69 KV | T1 | LOAD
8445784 | AEP | ZONE | AEP | 2156112836 | GLADEAEP | 69 KV | T2 | LOAD
8445784 | AEP | ZONE | AEP | 2156112429 | GLANDORF | 69 KV | T1 | LOAD
8445784 | AEP | ZONE | AEP | 32411389 | GLENLYN | 138 KV | T2 | LOAD
8445784 | AEP | ZONE | AEP | 32411391 | GLENLYN | 138 KV | T9 | LOAD
8445784 | AEP | ZONE | AEP | 2156111893 | GLENMARY | 138 KV | T1 | LOAD
8445784 | AEP | ZONE | AEP | 32411393 | GLENMOOR | 69 KV | T1 | LOAD
8445784 | AEP | ZONE | AEP | 1318135483 | GLENNRUN | 69 KV | LOAD | LOAD
8445784 | AEP | ZONE | AEP | 32411395 | GMBETHEL | 138 KV | T1 | LOAD
8445784 | AEP | ZONE | AEP | 32411397 | GMCHANDL | 138 KV | T1 | LOAD
8445784 | AEP | ZONE | AEP | 2156113472 | GOMER | 138 KV | T1 | LOAD
8445784 | AEP | ZONE | AEP | 32411403 | GOMINGO | 138 KV | T1 | LOAD
8445784 | AEP | ZONE | AEP | 1084382956 | GOODHOPE | 138 KV | T1 | LOAD
8445784 | AEP | ZONE | AEP | 5021238 | GOODRICH | 138 KV | T1 | LOAD
8445784 | AEP | ZONE | AEP | 2041958144 | GOODYEAR | 69 KV | T1 | LOAD
8445784 | AEP | ZONE | AEP | 2041958124 | GOODYEAR | 69 KV | T2 | LOAD
8445784 | AEP | ZONE | AEP | 2041958126 | GOODYEAR | 69 KV | T3 | LOAD
8445784 | AEP | ZONE | AEP | 2041958120 | GOODYEAR | 69 KV | T4 | LOAD
8445784 | AEP | ZONE | AEP | 2041958129 | GOODYEAR | 69 KV | T5 | LOAD
8445784 | AEP | ZONE | AEP | 2041958138 | GOODYEAR | 69 KV | T6 | LOAD
8445784 | AEP | ZONE | AEP | 1107281296 | GOSNEYHI | 138 KV | CAIMAN | LOAD
8445784 | AEP | ZONE | AEP | 2156110466 | GOSNEYHI | 138 KV | XCL | LOAD
8445784 | AEP | ZONE | AEP | 32411409 | GRABILL | 138 KV | T1 | LOAD
8445784 | AEP | ZONE | AEP | 32411411 | GRAHN | 69 KV | T1 | LOAD
8445784 | AEP | ZONE | AEP | 32411413 | GRANGER | 138 KV | T1 | LOAD
8445784 | AEP | ZONE | AEP | 61482243 | GRANGER | 138 KV | T2 | LOAD
8445784 | AEP | ZONE | AEP | 32411415 | GRANT | 138 KV | T1 | LOAD
8445784 | AEP | ZONE | AEP | 32411417 | GRANT | 138 KV | T2 | LOAD
8445784 | AEP | ZONE | AEP | 32411419 | GRANTBRA | 138 KV | T1T2 | LOAD
8445784 | AEP | ZONE | AEP | 32411421 | GRASSYCR | 138 KV | T1T2T3 | LOAD
8445784 | AEP | ZONE | AEP | 32411423 | GRASSYFO | 138 KV | T1 | LOAD
8445784 | AEP | ZONE | AEP | 32411425 | GRAVESMI | 138 KV | T1 | LOAD
8445784 | AEP | ZONE | AEP | 32411427 | GRAVESMI | 138 KV | T2 | LOAD
8445784 | AEP | ZONE | AEP | 1775813108 | GRAVLPIT | 138 KV | T2 | LOAD
8445784 | AEP | ZONE | AEP | 32411429 | GRAYSBRA | 69 KV | T1 | LOAD
8445784 | AEP | ZONE | AEP | 1132288594 | GRAYSONJ | 69 KV | T1 | LOAD
8445784 | AEP | ZONE | AEP | 2156109318 | GREENB69 | 69 KV | T1 | LOAD
8445784 | AEP | ZONE | AEP | 32411433 | GREENBRI | 138 KV | T1 | LOAD
8445784 | AEP | ZONE | AEP | 45565847 | GREENBRI | 138 KV | T2 | LOAD
8445784 | AEP | ZONE | AEP | 2156114719 | GREENCHA | 138 KV | T4 | LOAD
8445784 | AEP | ZONE | AEP | 2156114741 | GREENCHA | 138 KV | T5 | LOAD
8445784 | AEP | ZONE | AEP | 2156114613 | GREENCHA | 138 KV | T7 | LOAD
8445784 | AEP | ZONE | AEP | 2156114583 | GREENCHA | 138 KV | T8 | LOAD
8445784 | AEP | ZONE | AEP | 2156114727 | GREENCHA | 138 KV | T9 | LOAD
8445784 | AEP | ZONE | AEP | 32411437 | GREENLEA | 34 KV | T1 | LOAD
8445784 | AEP | ZONE | AEP | 1775813070 | GREENSW | 69 KV | BROIN | LOAD
8445784 | AEP | ZONE | AEP | 74008651 | GREIF | 138 KV | T1LOAD | LOAD
8445784 | AEP | ZONE | AEP | 74008653 | GREIF | 138 KV | T2LOAD | LOAD
8445784 | AEP | ZONE | AEP | 32411439 | GRIFFIN | 138 KV | T1T2T3 | LOAD
8445784 | AEP | ZONE | AEP | 32411441 | GROVES | 138 KV | T3 | LOAD
8445784 | AEP | ZONE | AEP | 32411443 | GROVES | 138 KV | T4 | LOAD
8445784 | AEP | ZONE | AEP | 32411445 | GROVES | 138 KV | T7 | LOAD
8445784 | AEP | ZONE | AEP | 32411447 | GROVES | 138 KV | T8 | LOAD
8445784 | AEP | ZONE | AEP | 1218905979 | GRUNDY | 69 KV | T3 | LOAD
8445784 | AEP | ZONE | AEP | 1218905978 | GRUNDY | 69 KV | T5 | LOAD
8445784 | AEP | ZONE | AEP | 32411449 | GUARDIAN | 138 KV | T1 | LOAD
8445784 | AEP | ZONE | AEP | 32411451 | GUARDIAN | 138 KV | T2 | LOAD
8445784 | AEP | ZONE | AEP | 2156112230 | GUERNSEY | 23 KV | AUX1_LD | LOAD
8445784 | AEP | ZONE | AEP | 2156112144 | GUERNSEY | 23 KV | AUX2_LD | LOAD
8445784 | AEP | ZONE | AEP | 2156111968 | GUERNSEY | 23 KV | AUX3_LD | LOAD
8445784 | AEP | ZONE | AEP | 1067160870 | GUYANDOT | 138 KV | LD | LOAD
8445784 | AEP | ZONE | AEP | 2156111393 | GUYANDOT | 138 KV | MARIANNA | LOAD
8445784 | AEP | ZONE | AEP | 32411453 | HACIENDA | 138 KV | T1 | LOAD
8445784 | AEP | ZONE | AEP | 32411457 | HADDIX | 69 KV | T1 | LOAD
8445784 | AEP | ZONE | AEP | 1183223785 | HADLEY | 69 KV | LOAD_X1 | LOAD
8445784 | AEP | ZONE | AEP | 1183223786 | HADLEY | 69 KV | LOAD_X2 | LOAD
8445784 | AEP | ZONE | AEP | 2156113916 | HAGAR | 69 KV | T1 | LOAD
8445784 | AEP | ZONE | AEP | 1218904893 | HALESBRA | 12 KV | LOAD2 | LOAD
8445784 | AEP | ZONE | AEP | 1218904892 | HALESBRA | 69 KV | SMOKELES | LOAD
8445784 | AEP | ZONE | AEP | 32411461 | HALL | 138 KV | T1 | LOAD
8445784 | AEP | ZONE | AEP | 32411463 | HALL | 138 KV | T2 | LOAD
8445784 | AEP | ZONE | AEP | 98369923 | HALLSRID | 138 KV | T1 | LOAD
8445784 | AEP | ZONE | AEP | 2156114409 | HAMILAEP | 69 KV | T1 | LOAD
8445784 | AEP | ZONE | AEP | 32411467 | HAMMONDS | 69 KV | T2 | LOAD
8445784 | AEP | ZONE | AEP | 2156115083 | HANCOCK | 34 KV | ELECTRD | LOAD
8445784 | AEP | ZONE | AEP | 32411469 | HANCOCK | 34 KV | GE1 | LOAD
8445784 | AEP | ZONE | AEP | 32411471 | HANCOCK | 34 KV | GE2 | LOAD
8445784 | AEP | ZONE | AEP | 32411473 | HANCOCK | 34 KV | T3 | LOAD
8445784 | AEP | ZONE | AEP | 32411475 | HANCOCK | 34 KV | VAHOSPT1 | LOAD
8445784 | AEP | ZONE | AEP | 32411477 | HANCOCK | 34 KV | VAHOSPT2 | LOAD
8445784 | AEP | ZONE | AEP | 45565849 | HANCOCK | 69 KV | SALEM | LOAD
8445784 | AEP | ZONE | AEP | 2156110814 | HANCOCK | 69 KV | SALEM2 | LOAD
8445784 | AEP | ZONE | AEP | 32411481 | HANGROCK | 34 KV | LOAD | LOAD
8445784 | AEP | ZONE | AEP | 2156111892 | HANNIBAL | 138 KV | NORTHSUB | LOAD
8445784 | AEP | ZONE | AEP | 2156111264 | HANNIBAL | 24 KV | AUX | LOAD
8445784 | AEP | ZONE | AEP | 2156113434 | HANSMEAD | 69 KV | T1 | LOAD
8445784 | AEP | ZONE | AEP | 38367847 | HANSONVL | 138 KV | XT1 | LOAD
8445784 | AEP | ZONE | AEP | 61482245 | HANTHORN | 138 KV | GOE | LOAD
8445784 | AEP | ZONE | AEP | 32411483 | HAPCREME | 138 KV | T1 | LOAD
8445784 | AEP | ZONE | AEP | 32411485 | HAPCREME | 138 KV | T2 | LOAD
8445784 | AEP | ZONE | AEP | 32411489 | HARGUS | 138 KV | T1 | LOAD
8445784 | AEP | ZONE | AEP | 1666103451 | HARLN | 69 KV | T1 | LOAD
8445784 | AEP | ZONE | AEP | 1666103453 | HARLN | 69 KV | T2 | LOAD
8445784 | AEP | ZONE | AEP | 1666103452 | HARLN | 69 KV | WOODBURN | LOAD
8445784 | AEP | ZONE | AEP | 5021265 | HARMARHI | 138 KV | T1 | LOAD
8445784 | AEP | ZONE | AEP | 1123170839 | HARMON | 138 KV | T1 | LOAD
8445784 | AEP | ZONE | AEP | 2156112489 | HARPER | 138 KV | MOBILE | LOAD
8445784 | AEP | ZONE | AEP | 32411491 | HARPER | 138 KV | T1 | LOAD
8445784 | AEP | ZONE | AEP | 2156111842 | HARPPUMP | 69 KV | T1 | LOAD
8445784 | AEP | ZONE | AEP | 1388603657 | HARPSTER | 69 KV | T1 | LOAD
8445784 | AEP | ZONE | AEP | 32411493 | HARRISCS | 69 KV | PICWAY | LOAD
8445784 | AEP | ZONE | AEP | 2156110464 | HARRISIM | 69 KV | T2LOAD | LOAD
8445784 | AEP | ZONE | AEP | 2156110463 | HARRISIM | 69 KV | T3LOAD | LOAD
8445784 | AEP | ZONE | AEP | 2156108998 | HARRISVI | 69 KV | PLEASNTG | LOAD
8445784 | AEP | ZONE | AEP | 2156110481 | HARSNAEP | 25 KV | AUX1 | LOAD
8445784 | AEP | ZONE | AEP | 2156110482 | HARSNAEP | 25 KV | AUX2 | LOAD
8445784 | AEP | ZONE | AEP | 2156113949 | HARTFCTY | 69 KV | T2 | LOAD
8445784 | AEP | ZONE | AEP | 2156112524 | HARTFORD | 34.5 KV | DISTLOAD | LOAD
8445784 | AEP | ZONE | AEP | 1107281350 | HARTFORD | 69 KV | T2 | LOAD
8445784 | AEP | ZONE | AEP | 32411499 | HASHRIDG | 138 KV | T1 | LOAD
8445784 | AEP | ZONE | AEP | 32411501 | HATFIEL2 | 138 KV | T1 | LOAD
8445784 | AEP | ZONE | AEP | 1666104502 | HAUSSCR | 69 KV | MIDWEST | LOAD
8445784 | AEP | ZONE | AEP | 32411503 | HAVERHSW | 69 KV | T1 | LOAD
8445784 | AEP | ZONE | AEP | 32411505 | HAVILAND | 138 KV | T2 | LOAD
8445784 | AEP | ZONE | AEP | 1338421079 | HAWTHOTP | 69 KV | HAWTHORN | LOAD
8445784 | AEP | ZONE | AEP | 2156111262 | HAYDEN | 138 KV | T4 | LOAD
8445784 | AEP | ZONE | AEP | 93353441 | HAYSBRCH | 138 KV | KENTUCKY | LOAD
8445784 | AEP | ZONE | AEP | 1218905980 | HAYSI | 69 KV | ECKHORN | LOAD
8445784 | AEP | ZONE | AEP | 1218905981 | HAYSI | 69 KV | HAYSI | LOAD
8445784 | AEP | ZONE | AEP | 32411511 | HAYWARD | 69 KV | T1 | LOAD
8445784 | AEP | ZONE | AEP | 32411513 | HAZARD | 138 KV | T4 | LOAD
8445784 | AEP | ZONE | AEP | 32416395 | HAZELWO2 | 13 KV | LOAD | LOAD
8445784 | AEP | ZONE | AEP | 1305122035 | HAZLTNAP | 138 KV | BEECHWD | LOAD
8445784 | AEP | ZONE | AEP | 32411519 | HCOALMET | 69 KV | ASFI | LOAD
8445784 | AEP | ZONE | AEP | 32411521 | HEATH | 138 KV | T4 | LOAD
8445784 | AEP | ZONE | AEP | 2156110468 | HEATH | 138 KV | T6 | LOAD
8445784 | AEP | ZONE | AEP | 2156113732 | HEMLOCK | 69 KV | BRYSON | LOAD
8445784 | AEP | ZONE | AEP | 2156110151 | HEMLOCK | 69 KV | T1 | LOAD
8445784 | AEP | ZONE | AEP | 1107281363 | HERNSHAW | 138 KV | RAVEN | LOAD
8445784 | AEP | ZONE | AEP | 2156113036 | HERNSHAW | 46 KV | CHESLD | LOAD
8445784 | AEP | ZONE | AEP | 32411525 | HESS | 138 KV | T1 | LOAD
8445784 | AEP | ZONE | AEP | 32411527 | HESS | 138 KV | T2 | LOAD
8445784 | AEP | ZONE | AEP | 32411529 | HESS | 138 KV | T3 | LOAD
8445784 | AEP | ZONE | AEP | 32411531 | HESS | 138 KV | T4 | LOAD
8445784 | AEP | ZONE | AEP | 1775813107 | HESSENCA | 69 KV | HESSEN | LOAD
8445784 | AEP | ZONE | AEP | 2155501907 | HICKORYC | 138 KV | T2 | LOAD
8445784 | AEP | ZONE | AEP | 2155501908 | HICKORYC | 138 KV | T7 | LOAD
8445784 | AEP | ZONE | AEP | 2156114937 | HICKORYC | 34 KV | T4 | LOAD
8445784 | AEP | ZONE | AEP | 2156114950 | HICKORYC | 34 KV | T8 | LOAD
8445784 | AEP | ZONE | AEP | 2156114967 | HIGHLAEP | 34.5 KV | T1 | LOAD
8445784 | AEP | ZONE | AEP | 135388709 | HIGHLAEP | 34.5 KV | T2 | LOAD
8445784 | AEP | ZONE | AEP | 32411549 | HIGHLAN2 | 69 KV | T1 | LOAD
8445784 | AEP | ZONE | AEP | 1338421816 | HIGHLND2 | 69 KV | DUCKWALL | LOAD
8445784 | AEP | ZONE | AEP | 1338421815 | HIGHLND2 | 69 KV | T1 | LOAD
8445784 | AEP | ZONE | AEP | 1338421817 | HIGHLND2 | 69 KV | T2 | LOAD
8445784 | AEP | ZONE | AEP | 2156108979 | HIGHLTER | 69 KV | T1 | LOAD
8445784 | AEP | ZONE | AEP | 32411563 | HILL_AEP | 138 KV | T2 | LOAD
8445784 | AEP | ZONE | AEP | 2041956866 | HILL_AEP | 69 KV | SUN1 | LOAD
8445784 | AEP | ZONE | AEP | 2041956864 | HILL_AEP | 69 KV | SUN2 | LOAD
8445784 | AEP | ZONE | AEP | 32411551 | HILLCRES | 138 KV | T1 | LOAD
8445784 | AEP | ZONE | AEP | 32411553 | HILLCRES | 138 KV | T2 | LOAD
8445784 | AEP | ZONE | AEP | 1356152465 | HILLCRES | 69 KV | KINNERK | LOAD
8445784 | AEP | ZONE | AEP | 2156112370 | HILLMANH | 69 KV | DAMASCUS | LOAD
8445784 | AEP | ZONE | AEP | 2156112504 | HILLMANH | 69 KV | LOAD1 | LOAD
8445784 | AEP | ZONE | AEP | 2156112443 | HILLMANH | 69 KV | LOAD2 | LOAD
8445784 | AEP | ZONE | AEP | 32411559 | HILLVIEW | 138 KV | T1 | LOAD
8445784 | AEP | ZONE | AEP | 2156111845 | HINESVIL | 69 KV | HINESVL | LOAD
8445784 | AEP | ZONE | AEP | 32411565 | HINTON | 138 KV | T1 | LOAD
8445784 | AEP | ZONE | AEP | 32411567 | HITCHINS | 69 KV | T1T2 | LOAD
8445784 | AEP | ZONE | AEP | 32411569 | HMD | 69 KV | T1 | LOAD
8445784 | AEP | ZONE | AEP | 32411571 | HMD | 69 KV | T2 | LOAD
8445784 | AEP | ZONE | AEP | 41935423 | HOCKING | 138 KV | T1 | LOAD
8445784 | AEP | ZONE | AEP | 2156113958 | HOCKMAN | 138 KV | TR1 | LOAD
8445784 | AEP | ZONE | AEP | 2155501909 | HODGIN | 69 KV | T2 | LOAD
8445784 | AEP | ZONE | AEP | 32411573 | HOGAN | 138 KV | T1 | LOAD
8445784 | AEP | ZONE | AEP | 32411575 | HOGAN | 138 KV | T2 | LOAD
8445784 | AEP | ZONE | AEP | 2156111790 | HOGAN | 138 KV | T3 | LOAD
8445784 | AEP | ZONE | AEP | 2156110837 | HOLMESSW | 69 KV | T1 | LOAD
8445784 | AEP | ZONE | AEP | 2156110838 | HOLMESSW | 69 KV | T2 | LOAD
8445784 | AEP | ZONE | AEP | 2156111778 | HOLRAN | 69 KV | T1 | LOAD
8445784 | AEP | ZONE | AEP | 2156111885 | HOLRAN | 69 KV | T2 | LOAD
8445784 | AEP | ZONE | AEP | 2156112738 | HOLSTON | 138 KV | MOBILE1 | LOAD
8445784 | AEP | ZONE | AEP | 2156112877 | HOLSTON | 138 KV | MOBILE2 | LOAD
8445784 | AEP | ZONE | AEP | 32411581 | HOLSTON | 138 KV | T6 | LOAD
8445784 | AEP | ZONE | AEP | 32411583 | HOLSTON | 138 KV | T7 | LOAD
8445784 | AEP | ZONE | AEP | 32411585 | HOLTSW | 69 KV | CARROLCO | LOAD
8445784 | AEP | ZONE | AEP | 32411587 | HOODSCRE | 69 KV | T1 | LOAD
8445784 | AEP | ZONE | AEP | 2156109009 | HOPEDALE | 69 KV | T1 | LOAD
8445784 | AEP | ZONE | AEP | 1268563036 | HOPETOWN | 138 KV | T1-LOAD | LOAD
8445784 | AEP | ZONE | AEP | 1268563037 | HOPETOWN | 138 KV | T2-LOAD | LOAD
8445784 | AEP | ZONE | AEP | 32411589 | HOPKINS | 138 KV | T1 | LOAD
8445784 | AEP | ZONE | AEP | 32411591 | HOPKINS | 138 KV | T2 | LOAD
8445784 | AEP | ZONE | AEP | 32411593 | HOPKINS | 138 KV | T4 | LOAD
8445784 | AEP | ZONE | AEP | 1218905975 | HORNMTN | 69 KV | ISLDCOAL | LOAD
8445784 | AEP | ZONE | AEP | 1084383063 | HORSEPEN | 138 KV | LOAD | LOAD
8445784 | AEP | ZONE | AEP | 1666103441 | HOSPITAL | 69 KV | WOLVERIN | LOAD
8445784 | AEP | ZONE | AEP | 32411595 | HOW | 138 KV | T1 | LOAD
8445784 | AEP | ZONE | AEP | 1218904970 | HOWARD2 | 69 KV | T3 | LOAD
8445784 | AEP | ZONE | AEP | 2156110831 | HOWARDCO | 69 KV | T1 | LOAD
8445784 | AEP | ZONE | AEP | 2156110830 | HOWARDCO | 69 KV | T2 | LOAD
8445784 | AEP | ZONE | AEP | 32411599 | HUBBARDS | 138 KV | T1 | LOAD
8445784 | AEP | ZONE | AEP | 2156111969 | HUFFCREE | 138 KV | T4 | LOAD
8445784 | AEP | ZONE | AEP | 32411603 | HUFFMAN | 138 KV | T1 | LOAD
8445784 | AEP | ZONE | AEP | 32411605 | HUFFMAN | 138 KV | T2 | LOAD
8445784 | AEP | ZONE | AEP | 32411607 | HUMMELCR | 138 KV | T1 | LOAD
8445784 | AEP | ZONE | AEP | 32411609 | HUMMELCR | 138 KV | T2 | LOAD
8445784 | AEP | ZONE | AEP | 47012205 | HUNTEAEP | 138 KV | T1 | LOAD
8445784 | AEP | ZONE | AEP | 32411617 | HUNTINCT | 34 KV | GARBERSS | LOAD
8445784 | AEP | ZONE | AEP | 32411615 | HUNTINCT | 69 KV | T2 | LOAD
8445784 | AEP | ZONE | AEP | 1084383072 | HUNTINCT | 69 KV | XT4LOAD | LOAD
8445784 | AEP | ZONE | AEP | 32411623 | HUNTLEY2 | 138 KV | T3 | LOAD
8445784 | AEP | ZONE | AEP | 32411625 | HUNTLEY2 | 138 KV | T4 | LOAD
8445784 | AEP | ZONE | AEP | 32411627 | HUNTLEY2 | 138 KV | T5 | LOAD
8445784 | AEP | ZONE | AEP | 2156110164 | HUNTLEY2 | 138 KV | T7 | LOAD
8445784 | AEP | ZONE | AEP | 2156113422 | HUNTSW | 69 KV | LRCOOP | LOAD
8445784 | AEP | ZONE | AEP | 1775813096 | HUNTVILL | 69 KV | HUNTSVI | LOAD
8445784 | AEP | ZONE | AEP | 32411629 | HURRICAN | 69 KV | T1 | LOAD
8445784 | AEP | ZONE | AEP | 32411631 | HWBUCKHO | 138 KV | T1 | LOAD
8445784 | AEP | ZONE | AEP | 67719563 | HYATTCS | 138 KV | T2 LOAD | LOAD
8445784 | AEP | ZONE | AEP | 2156113717 | HYATTCS | 138 KV | T8 | LOAD
8445784 | AEP | ZONE | AEP | 32411637 | HYDRAMAT | 138 KV | T1 | LOAD
8445784 | AEP | ZONE | AEP | 32411639 | HYDRAMAT | 138 KV | T2 | LOAD
8445784 | AEP | ZONE | AEP | 51519913 | ILLINOIS | 138 KV | T2 | LOAD
8445784 | AEP | ZONE | AEP | 32411643 | INDALEX | 138 KV | T1 | LOAD
8445784 | AEP | ZONE | AEP | 2156110829 | INDECK | 26 KV | AUX1 | LOAD
8445784 | AEP | ZONE | AEP | 2156110828 | INDECK | 26 KV | AUX2 | LOAD
8445784 | AEP | ZONE | AEP | 32411647 | INDEX | 69 KV | T1 | LOAD
8445784 | AEP | ZONE | AEP | 32411651 | INDIANSP | 138 KV | T1 | LOAD
8445784 | AEP | ZONE | AEP | 2156109315 | INDIANSP | 138 KV | T2 | LOAD
8445784 | AEP | ZONE | AEP | 1183223787 | INDUSPK2 | 69 KV | ROSS | LOAD
8445784 | AEP | ZONE | AEP | 1183223788 | INDUSPK2 | 69 KV | T1 | LOAD
8445784 | AEP | ZONE | AEP | 1183223789 | INDUSPK2 | 69 KV | T2 | LOAD
8445784 | AEP | ZONE | AEP | 32411653 | INDUSTRI | 138 KV | T3 | LOAD
8445784 | AEP | ZONE | AEP | 32411655 | INDUSTRI | 34 KV | BASS | LOAD
8445784 | AEP | ZONE | AEP | 32411657 | INDUSTRI | 34 KV | GLENBROO | LOAD
8445784 | AEP | ZONE | AEP | 32411659 | INDUSTRI | 34 KV | T2 | LOAD
8445784 | AEP | ZONE | AEP | 32411661 | INDUSTRI | 34 KV | WALLEN | LOAD
8445784 | AEP | ZONE | AEP | 32411663 | INDUSTRY | 138 KV | T1 | LOAD
8445784 | AEP | ZONE | AEP | 32411665 | INDUSTRY | 138 KV | T2 | LOAD
8445784 | AEP | ZONE | AEP | 1165472109 | INGERSOL | 69 KV | LOAD1 | LOAD
8445784 | AEP | ZONE | AEP | 32411677 | INGLESST | 138 KV | T2 | LOAD
8445784 | AEP | ZONE | AEP | 2156113222 | INNOVATI | 138 KV | CMH703 | LOAD
8445784 | AEP | ZONE | AEP | 2156113473 | INNOVATI | 138 KV | CMH704 | LOAD
8445784 | AEP | ZONE | AEP | 2156114763 | INNOVATI | 138 KV | MORDOR1 | LOAD
8445784 | AEP | ZONE | AEP | 2156114571 | INNOVATI | 138 KV | MORDOR2 | LOAD
8445784 | AEP | ZONE | AEP | 32411679 | INTEK | 138 KV | T1T2 | LOAD
8445784 | AEP | ZONE | AEP | 32411681 | INTEK | 138 KV | T3T4 | LOAD
8445784 | AEP | ZONE | AEP | 32411683 | IRELANDR | 138 KV | T1 | LOAD
8445784 | AEP | ZONE | AEP | 2156108989 | IRISHRUN | 69 KV | ROSEBUDM | LOAD
8445784 | AEP | ZONE | AEP | 2156113574 | IRNTRNGL | 138 KV | LOUDON | LOAD
8445784 | AEP | ZONE | AEP | 1666104498 | IRONMAN | 69 KV | JACKSON | LOAD
8445784 | AEP | ZONE | AEP | 2156109558 | IRONTO | 138 KV | T1 | LOAD
8445784 | AEP | ZONE | AEP | 2156109570 | ISABELLA | 138 KV | T1 | LOAD
8445784 | AEP | ZONE | AEP | 48933991 | ITALIANV | 138 KV | XFM1 | LOAD
8445784 | AEP | ZONE | AEP | 48933993 | ITALIANV | 138 KV | XFM2 | LOAD
8445784 | AEP | ZONE | AEP | 32411685 | ITMANN | 138 KV | T1 | LOAD
8445784 | AEP | ZONE | AEP | 1379256827 | IUPURDUE | 138 KV | TR1 | LOAD
8445784 | AEP | ZONE | AEP | 1379256826 | IUPURDUE | 138 KV | TR2 | LOAD
8445784 | AEP | ZONE | AEP | 32411691 | IVYHILL | 138 KV | T1 | LOAD
8445784 | AEP | ZONE | AEP | 2156113063 | JACKHORN | 69 KV | T2 | LOAD
8445784 | AEP | ZONE | AEP | 32411695 | JACKSON | 69 KV | T1 | LOAD
8445784 | AEP | ZONE | AEP | 32411697 | JACKSON | 69 KV | T2 | LOAD
8445784 | AEP | ZONE | AEP | 32411701 | JACKSONR | 138 KV | T2 | LOAD
8445784 | AEP | ZONE | AEP | 32411703 | JACKSONR | 138 KV | T4 | LOAD
8445784 | AEP | ZONE | AEP | 2156110840 | JACOBSBU | 69 KV | PIPECREK | LOAD
8445784 | AEP | ZONE | AEP | 2156114109 | JAMESRV | 138 KV | T1 | LOAD
8445784 | AEP | ZONE | AEP | 2156113196 | JARRETT | 138 KV | T1 | LOAD
8445784 | AEP | ZONE | AEP | 2156113236 | JARRETT | 138 KV | T2 | LOAD
8445784 | AEP | ZONE | AEP | 32411705 | JAY | 138 KV | T3 | LOAD
8445784 | AEP | ZONE | AEP | 2156113032 | JAY | 138 KV | T5 | LOAD
8445784 | AEP | ZONE | AEP | 1775812798 | JAY | 34 KV | TR1 | LOAD
8445784 | AEP | ZONE | AEP | 2156113676 | JEANETTE | 69 KV | FOSTORIA | LOAD
8445784 | AEP | ZONE | AEP | 1439645856 | JEFERSON | 69 KV | JEFF | LOAD
8445784 | AEP | ZONE | AEP | 112586003 | JEFFAEP | 69 KV | VIPER | LOAD
8445784 | AEP | ZONE | AEP | 1775813068 | JEFFTAP | 69 KV | JEFF | LOAD
8445784 | AEP | ZONE | AEP | 61482247 | JEHUBRAN | 138 KV | E | LOAD
8445784 | AEP | ZONE | AEP | 2156113091 | JENKINSS | 69 KV | T1 | LOAD
8445784 | AEP | ZONE | AEP | 2156114988 | JEROMEOH | 138 KV | C1 | LOAD
8445784 | AEP | ZONE | AEP | 2156115038 | JEROMEOH | 138 KV | C2 | LOAD
8445784 | AEP | ZONE | AEP | 2156115039 | JEROMEOH | 138 KV | C3 | LOAD
8445784 | AEP | ZONE | AEP | 2156114910 | JEROMEOH | 138 KV | C4 | LOAD
8445784 | AEP | ZONE | AEP | 2156114936 | JEROMEOH | 138 KV | SKID1003 | LOAD
8445784 | AEP | ZONE | AEP | 1218905982 | JEWELRDG | 69 KV | JEWELRDG | LOAD
8445784 | AEP | ZONE | AEP | 1218905983 | JEWELRDG | 69 KV | REDOAK | LOAD
8445784 | AEP | ZONE | AEP | 32411709 | JIMBRANC | 138 KV | T1 | LOAD
8445784 | AEP | ZONE | AEP | 41935425 | JNCTCITY | 138 KV | T1 | LOAD
8445784 | AEP | ZONE | AEP | 32411711 | JOHNSCRE | 138 KV | T1 | LOAD
8445784 | AEP | ZONE | AEP | 2156109909 | JOHNSCRE | 138 KV | T3 | LOAD
8445784 | AEP | ZONE | AEP | 2156109910 | JOHNSCRE | 138 KV | T4 | LOAD
8445784 | AEP | ZONE | AEP | 32411713 | JOHNSONM | 138 KV | T1 | LOAD
8445784 | AEP | ZONE | AEP | 112586005 | JONESCRE | 138 KV | T1 | LOAD
8445784 | AEP | ZONE | AEP | 32411717 | JONESTA2 | 69 KV | T1 | LOAD
8445784 | AEP | ZONE | AEP | 2156112384 | JUBALEAR | 69 KV | INDEPEND | LOAD
8445784 | AEP | ZONE | AEP | 83734341 | JUGSTRET | 138 KV | LD-XF1 | LOAD
8445784 | AEP | ZONE | AEP | 2156115084 | JUGSTRET | 138 KV | SKID1004 | LOAD
8445784 | AEP | ZONE | AEP | 1305121627 | JUGSTRET | 138 KV | SMITHMIL | LOAD
8445784 | AEP | ZONE | AEP | 2156114985 | JUGSTRET | 138 KV | SVC36535 | LOAD
8445784 | AEP | ZONE | AEP | 1388603246 | JUGSTRET | 138 KV | T10 | LOAD
8445784 | AEP | ZONE | AEP | 2156109564 | JUGSTRET | 138 KV | T2 | LOAD
8445784 | AEP | ZONE | AEP | 2156114944 | JUGSTRET | 138 KV | T3 | LOAD
8445784 | AEP | ZONE | AEP | 1356153073 | JUGSTRET | 138 KV | T6 | LOAD
8445784 | AEP | ZONE | AEP | 1356153074 | JUGSTRET | 138 KV | T7 | LOAD
8445784 | AEP | ZONE | AEP | 1388603244 | JUGSTRET | 138 KV | T8 | LOAD
8445784 | AEP | ZONE | AEP | 1388603245 | JUGSTRET | 138 KV | T9 | LOAD
8445784 | AEP | ZONE | AEP | 1775814172 | JUNEROAD | 138 KV | T2 | LOAD
8445784 | AEP | ZONE | AEP | 2156110822 | KALAMAZO | 69 KV | T1 | LOAD
8445784 | AEP | ZONE | AEP | 2156110821 | KALAMAZO | 69 KV | T2 | LOAD
8445784 | AEP | ZONE | AEP | 2156110820 | KALAMAZO | 69 KV | VICKSB1 | LOAD
8445784 | AEP | ZONE | AEP | 2156110819 | KALAMAZO | 69 KV | VICKSB2 | LOAD
8445784 | AEP | ZONE | AEP | 1666104461 | KALIDA | 69 KV | T1 | LOAD
8445784 | AEP | ZONE | AEP | 1666104462 | KALIDA | 69 KV | T2 | LOAD
8445784 | AEP | ZONE | AEP | 1666104460 | KALIDA | 69 KV | T3 | LOAD
8445784 | AEP | ZONE | AEP | 45565853 | KAMMER2 | 138 KV | FGD1 | LOAD
8445784 | AEP | ZONE | AEP | 45565855 | KAMMER2 | 138 KV | FGD2 | LOAD
8445784 | AEP | ZONE | AEP | 1218905042 | KAMMER2 | 138 KV | T101A LD | LOAD
8445784 | AEP | ZONE | AEP | 1218905041 | KAMMER2 | 138 KV | T5 LD | LOAD
8445784 | AEP | ZONE | AEP | 1132284915 | KAMMER2 | 138 KV | T6 | LOAD
8445784 | AEP | ZONE | AEP | 1183222976 | KAMMER2 | 26 KV | LOAD1 | LOAD
8445784 | AEP | ZONE | AEP | 1183222977 | KAMMER2 | 26 KV | LOAD2 | LOAD
8445784 | AEP | ZONE | AEP | 2156109554 | KAMMER2 | 69 KV | FLYERSW | LOAD
8445784 | AEP | ZONE | AEP | 2156109553 | KAMMER2 | 69 KV | POWTNAEP | LOAD
8445784 | AEP | ZONE | AEP | 2156108944 | KANAWHAR | 138 KV | T3 | LOAD
8445784 | AEP | ZONE | AEP | 1552830085 | KANKAKEE | 138 KV | T1 | LOAD
8445784 | AEP | ZONE | AEP | 32411723 | KANKAKEE | 138 KV | T3 | LOAD
8445784 | AEP | ZONE | AEP | 32411731 | KARL | 138 KV | T1 | LOAD
8445784 | AEP | ZONE | AEP | 32411733 | KARL | 138 KV | T2 | LOAD
8445784 | AEP | ZONE | AEP | 32411735 | KARL | 138 KV | T3 | LOAD
8445784 | AEP | ZONE | AEP | 1666103143 | KENDALLV | 69 KV | T1 | LOAD
8445784 | AEP | ZONE | AEP | 1666103141 | KENDALLV | 69 KV | T2 | LOAD
8445784 | AEP | ZONE | AEP | 2156114002 | KENNA | 138 KV | T1 | LOAD
8445784 | AEP | ZONE | AEP | 32411739 | KENNY | 138 KV | T1 | LOAD
8445784 | AEP | ZONE | AEP | 32411741 | KENNY | 138 KV | T2 | LOAD
8445784 | AEP | ZONE | AEP | 32411743 | KENOVA | 138 KV | T7 | LOAD
8445784 | AEP | ZONE | AEP | 32411745 | KENOVA | 69 KV | FORTYSEV | LOAD
8445784 | AEP | ZONE | AEP | 1218905969 | KENTON2 | 69 KV | T1 | LOAD
8445784 | AEP | ZONE | AEP | 1218905970 | KENTON2 | 69 KV | T2 | LOAD
8445784 | AEP | ZONE | AEP | 32411749 | KENWOODT | 46 KV | KENWOOD | LOAD
8445784 | AEP | ZONE | AEP | 1248983175 | KENWORTH | 13.8 KV | LOAD11 | LOAD
8445784 | AEP | ZONE | AEP | 1248983176 | KENWORTH | 13.8 KV | LOAD22 | LOAD
8445784 | AEP | ZONE | AEP | 2156112680 | KEWANEE2 | 138 KV | T1 | LOAD
8445784 | AEP | ZONE | AEP | 2156112699 | KEWANEE2 | 138 KV | T2 | LOAD
8445784 | AEP | ZONE | AEP | 1084383955 | KEYSER | 69 KV | T1-LOAD | LOAD
8445784 | AEP | ZONE | AEP | 48934015 | KEYWOOD | 138 KV | VA GAS | LOAD
8445784 | AEP | ZONE | AEP | 2156114913 | KILEVILL | 138 KV | SHIRE1 | LOAD
8445784 | AEP | ZONE | AEP | 2156115042 | KILEVILL | 138 KV | SHIRE2 | LOAD
8445784 | AEP | ZONE | AEP | 2156113926 | KILEVILL | 138 KV | SHIRE3 | LOAD
8445784 | AEP | ZONE | AEP | 2156113940 | KILEVILL | 138 KV | SHIRE4 | LOAD
8445784 | AEP | ZONE | AEP | 32411753 | KIMBALLT | 138 KV | T1 | LOAD
8445784 | AEP | ZONE | AEP | 32411755 | KIMBALLT | 138 KV | T2 | LOAD
8445784 | AEP | ZONE | AEP | 48933995 | KIMBERLY | 138 KV | T1 | LOAD
8445784 | AEP | ZONE | AEP | 48933997 | KIMBERLY | 138 KV | T2 | LOAD
8445784 | AEP | ZONE | AEP | 32411757 | KINCAIDA | 46 KV | T1 | LOAD
8445784 | AEP | ZONE | AEP | 1356152721 | KINGSLN2 | 69 KV | T1 | LOAD
8445784 | AEP | ZONE | AEP | 1356152722 | KINGSLN2 | 69 KV | UNIONDLE | LOAD
8445784 | AEP | ZONE | AEP | 32411759 | KIRK | 138 KV | T1 | LOAD
8445784 | AEP | ZONE | AEP | 32411761 | KIRK | 138 KV | T2 | LOAD
8445784 | AEP | ZONE | AEP | 32411763 | KLINE | 138 KV | T1 | LOAD
8445784 | AEP | ZONE | AEP | 2156110158 | KLINE | 138 KV | T2 | LOAD
8445784 | AEP | ZONE | AEP | 32411765 | KOPPERST | 138 KV | T1 | LOAD
8445784 | AEP | ZONE | AEP | 32411767 | KOTCOAL | 69 KV | T1 | LOAD
8445784 | AEP | ZONE | AEP | 1666103438 | KUCHAR | 138 KV | LIQUID | LOAD
8445784 | AEP | ZONE | AEP | 2156110826 | KUHNS | 69 KV | WOLFLAKE | LOAD
8445784 | AEP | ZONE | AEP | 32411769 | KUMIS | 138 KV | T1 | LOAD
8445784 | AEP | ZONE | AEP | 32411771 | KYELECST | 138 KV | T1T2 | LOAD
8445784 | AEP | ZONE | AEP | 32411773 | KYELECST | 138 KV | T3T4 | LOAD
8445784 | AEP | ZONE | AEP | 135388711 | KYLEHILL | 34.5 KV | T2 | LOAD
8445784 | AEP | ZONE | AEP | 2155501906 | LACEYBRA | 138 KV | T1 | LOAD
8445784 | AEP | ZONE | AEP | 98369925 | LAFAYETE | 138 KV | T1 | LOAD
8445784 | AEP | ZONE | AEP | 2156111400 | LAFAYETT | 69 KV | LOAD | LOAD
8445784 | AEP | ZONE | AEP | 32411775 | LAKEHTAP | 69 KV | LAKEHEAD | LOAD
8445784 | AEP | ZONE | AEP | 32411777 | LAKESDIM | 69 KV | T1 | LOAD
8445784 | AEP | ZONE | AEP | 32411783 | LAKESTRE | 34 KV | SIMPLTAP | LOAD
8445784 | AEP | ZONE | AEP | 32411781 | LAKESTRE | 69 KV | NATLSTND | LOAD
8445784 | AEP | ZONE | AEP | 1097725251 | LAKEVIE1 | 138 KV | LOAD | LOAD
8445784 | AEP | ZONE | AEP | 2156112949 | LAKIN | 138 KV | T4 | LOAD
8445784 | AEP | ZONE | AEP | 32411787 | LAKIN | 69 KV | LOCKLANE | LOAD
8445784 | AEP | ZONE | AEP | 2156109006 | LAMIRASW | 69 KV | LAMIRA | LOAD
8445784 | AEP | ZONE | AEP | 2156113254 | LANE | 69 KV | ALD | LOAD
8445784 | AEP | ZONE | AEP | 2156113327 | LANE | 69 KV | BLD | LOAD
8445784 | AEP | ZONE | AEP | 2156113435 | LANE | 69 KV | CLD | LOAD
8445784 | AEP | ZONE | AEP | 2156113344 | LANE | 69 KV | DLD | LOAD
8445784 | AEP | ZONE | AEP | 98369927 | LANHAM1 | 138 KV | COLUMBIA | LOAD
8445784 | AEP | ZONE | AEP | 32411789 | LANTERNP | 138 KV | T1 | LOAD
8445784 | AEP | ZONE | AEP | 32411791 | LAOTTO | 138 KV | T1 | LOAD
8445784 | AEP | ZONE | AEP | 2156111263 | LARUE | 138 KV | T1 | LOAD
8445784 | AEP | ZONE | AEP | 32411797 | LATTAVIL | 69 KV | T1 | LOAD
8445784 | AEP | ZONE | AEP | 1666104486 | LATTY | 69 KV | T1 | LOAD
8445784 | AEP | ZONE | AEP | 1666104478 | LATTYJCT | 69 KV | LATTY | LOAD
8445784 | AEP | ZONE | AEP | 32411799 | LAVALETT | 138 KV | T1 | LOAD
8445784 | AEP | ZONE | AEP | 2156110842 | LAWRENSS | 69 KV | MCGINNIS | LOAD
8445784 | AEP | ZONE | AEP | 1165472098 | LAWSHE | 69 KV | T1 | LOAD
8445784 | AEP | ZONE | AEP | 32411805 | LAYLAND | 69 KV | T1 | LOAD
8445784 | AEP | ZONE | AEP | 5021334 | LAYMAN | 138 KV | T1 | LOAD
8445784 | AEP | ZONE | AEP | 2156111985 | LEAPERSW | 138 KV | T1 | LOAD
8445784 | AEP | ZONE | AEP | 1348255113 | LEATHERW | 69 KV | NCAMBRID | LOAD
8445784 | AEP | ZONE | AEP | 32411807 | LEBANON | 138 KV | T1 | LOAD
8445784 | AEP | ZONE | AEP | 2156114364 | LEEAEP | 138 KV | T2 | LOAD
8445784 | AEP | ZONE | AEP | 1356153518 | LEESVIL2 | 138 KV | T1 | LOAD
8445784 | AEP | ZONE | AEP | 98369929 | LEFTFORK | 138 KV | T1 | LOAD
8445784 | AEP | ZONE | AEP | 1666104465 | LEIPSIC | 69 KV | T1 | LOAD
8445784 | AEP | ZONE | AEP | 1666104466 | LEIPSIC | 69 KV | T2 | LOAD
8445784 | AEP | ZONE | AEP | 1666104472 | LEMASTER | 138 KV | T1 | LOAD
8445784 | AEP | ZONE | AEP | 2156108945 | LEONAP | 138 KV | T4 | LOAD
8445784 | AEP | ZONE | AEP | 112586007 | LESLIE | 69 KV | XT2 | LOAD
8445784 | AEP | ZONE | AEP | 1388603719 | LEVEE | 138 KV | LEVEE | LOAD
8445784 | AEP | ZONE | AEP | 1356153536 | LEXNGTN | 69 KV | T1 | LOAD
8445784 | AEP | ZONE | AEP | 1775813104 | LIBCENSW | 69 KV | LIBERTY | LOAD
8445784 | AEP | ZONE | AEP | 1356152513 | LIBERTYC | 69 KV | T1 | LOAD
8445784 | AEP | ZONE | AEP | 1439645343 | LICK | 13 KV | T2 | LOAD
8445784 | AEP | ZONE | AEP | 1439645345 | LICK | 13 KV | T3 | LOAD
8445784 | AEP | ZONE | AEP | 2156112479 | LICK | 138 KV | T4 | LOAD
8445784 | AEP | ZONE | AEP | 2156112449 | LICK | 138 KV | T5 | LOAD
8445784 | AEP | ZONE | AEP | 1132284979 | LICKFORK | 69 KV | LOAD | LOAD
8445784 | AEP | ZONE | AEP | 32411821 | LIGONIER | 138 KV | T1 | LOAD
8445784 | AEP | ZONE | AEP | 32411823 | LIGONIER | 138 KV | T2 | LOAD
8445784 | AEP | ZONE | AEP | 1775812822 | LINCOLN2 | 138 KV | T2 | LOAD
8445784 | AEP | ZONE | AEP | 32411825 | LINCOLN2 | 138 KV | T3 | LOAD
8445784 | AEP | ZONE | AEP | 32411827 | LINCOLN2 | 34 KV | HARVESTP | LOAD
8445784 | AEP | ZONE | AEP | 1123171031 | LINDENAV | 69 KV | LOAD | LOAD
8445784 | AEP | ZONE | AEP | 32411833 | LINWOOD2 | 138 KV | T1 | LOAD
8445784 | AEP | ZONE | AEP | 32411835 | LINWORTH | 138 KV | T2 | LOAD
8445784 | AEP | ZONE | AEP | 32411837 | LINWORTH | 138 KV | T3 | LOAD
8445784 | AEP | ZONE | AEP | 1067161163 | LKFOREST | 138 KV | T1 | LOAD
8445784 | AEP | ZONE | AEP | 1775813082 | LOBDELL | 69 KV | T1 | LOAD
8445784 | AEP | ZONE | AEP | 112586009 | LOCKHART | 138 KV | T1 | LOAD
8445784 | AEP | ZONE | AEP | 2156110486 | LOCKWDOP | 69 KV | T1 | LOAD
8445784 | AEP | ZONE | AEP | 2156114179 | LOCOMOTI | 69 KV | CITYDARR | LOAD
8445784 | AEP | ZONE | AEP | 32411843 | LOGAN | 138 KV | T4 | LOAD
8445784 | AEP | ZONE | AEP | 32411847 | LONESOME | 138 KV | T1 | LOAD
8445784 | AEP | ZONE | AEP | 1218905133 | LOONEYCR | 69 KV | HURLEY | LOAD
8445784 | AEP | ZONE | AEP | 2156115059 | LOVEDALE | 34.5 KV | T3 | LOAD
8445784 | AEP | ZONE | AEP | 2156114997 | LOVEDALE | 34.5 KV | T4 | LOAD
8445784 | AEP | ZONE | AEP | 32411851 | LOVELY | 138 KV | T1 | LOAD
8445784 | AEP | ZONE | AEP | 32411855 | LSII | 138 KV | T1 | LOAD
8445784 | AEP | ZONE | AEP | 32411857 | LSII | 138 KV | T2 | LOAD
8445784 | AEP | ZONE | AEP | 32411863 | LUKENS | 69 KV | T1 | LOAD
8445784 | AEP | ZONE | AEP | 2156110448 | LUKENS | 69 KV | T2 | LOAD
8445784 | AEP | ZONE | AEP | 2156113632 | LUMBERJK | 69 KV | T1 | LOAD
8445784 | AEP | ZONE | AEP | 2156112038 | LUNDY | 69 KV | REDDEVIL | LOAD
8445784 | AEP | ZONE | AEP | 2156110458 | LUSHER | 69 KV | T1LOAD | LOAD
8445784 | AEP | ZONE | AEP | 2156110459 | LUSHER | 69 KV | T2LOAD | LOAD
8445784 | AEP | ZONE | AEP | 2156109897 | LYBURN | 138 KV | BANDMILL | LOAD
8445784 | AEP | ZONE | AEP | 2156113771 | LYDICK | 69 KV | T2 | LOAD
8445784 | AEP | ZONE | AEP | 1369000717 | LYNBROOK | 138 KV | T1 | LOAD
8445784 | AEP | ZONE | AEP | 2156113028 | LYNN | 69 KV | T1 | LOAD
8445784 | AEP | ZONE | AEP | 32411865 | LYNNST | 138 KV | T1 | LOAD
8445784 | AEP | ZONE | AEP | 2156110153 | MABSCOTT | 138 KV | T1 | LOAD
8445784 | AEP | ZONE | AEP | 1439645858 | MACKSBRG | 138 KV | T1 | LOAD
8445784 | AEP | ZONE | AEP | 2156114660 | MACYOP | 138 KV | TR1 | LOAD
8445784 | AEP | ZONE | AEP | 2156114785 | MACYOP | 138 KV | TR2 | LOAD
8445784 | AEP | ZONE | AEP | 32411867 | MADISON | 34 KV | T3 | LOAD
8445784 | AEP | ZONE | AEP | 2156114933 | MAGLEY | 138 KV | ZODIACTP | LOAD
8445784 | AEP | ZONE | AEP | 1356152524 | MAGLEY | 69 KV | T2 | LOAD
8445784 | AEP | ZONE | AEP | 2041958865 | MAINSTRE | 138 KV | T1 | LOAD
8445784 | AEP | ZONE | AEP | 2041958864 | MAINSTRE | 138 KV | T2 | LOAD
8445784 | AEP | ZONE | AEP | 32411871 | MAINSTRE | 138 KV | T3 | LOAD
8445784 | AEP | ZONE | AEP | 32411873 | MAINSTRE | 138 KV | T4 | LOAD
8445784 | AEP | ZONE | AEP | 63381271 | MALISZEW | 138 KV | T5 | LOAD
8445784 | AEP | ZONE | AEP | 2156111864 | MAPLEGR | 69 KV | T1 | LOAD
8445784 | AEP | ZONE | AEP | 1775813080 | MARATHN | 69 KV | TRINITY | LOAD
8445784 | AEP | ZONE | AEP | 32411883 | MARION2 | 138 KV | T4 | LOAD
8445784 | AEP | ZONE | AEP | 32411885 | MARION2 | 138 KV | T5 | LOAD
8445784 | AEP | ZONE | AEP | 32411887 | MARION2 | 138 KV | T6 | LOAD
8445784 | AEP | ZONE | AEP | 1666104457 | MARKCENT | 69 KV | COOP | LOAD
8445784 | AEP | ZONE | AEP | 1666103442 | MARQUETT | 138 KV | T1 | LOAD
8445784 | AEP | ZONE | AEP | 1666103443 | MARQUETT | 138 KV | T2 | LOAD
8445784 | AEP | ZONE | AEP | 1388602467 | MARRIETT | 138 KV | XB1H | LOAD
8445784 | AEP | ZONE | AEP | 1388602466 | MARRIETT | 138 KV | XB2H | LOAD
8445784 | AEP | ZONE | AEP | 32411891 | MARROWBO | 138 KV | T1 | LOAD
8445784 | AEP | ZONE | AEP | 32411895 | MARTIN | 46 KV | T1 | LOAD
8445784 | AEP | ZONE | AEP | 2156113460 | MARTINSB | 69 KV | T1 | LOAD
8445784 | AEP | ZONE | AEP | 32411897 | MARTINSV | 34 KV | T3 | LOAD
8445784 | AEP | ZONE | AEP | 32411899 | MASONCRE | 69 KV | T1 | LOAD
8445784 | AEP | ZONE | AEP | 1248984098 | MASSEY1 | 69 KV | MASYMINE | LOAD
8445784 | AEP | ZONE | AEP | 32411901 | MAYFIELD | 138 KV | T1 | LOAD
8445784 | AEP | ZONE | AEP | 112586011 | MAYKING | 69 KV | T1 | LOAD
8445784 | AEP | ZONE | AEP | 1067161198 | MAYOTRAI | 69 KV | LD | LOAD
8445784 | AEP | ZONE | AEP | 32411907 | MCCOMB | 138 KV | T1 | LOAD
8445784 | AEP | ZONE | AEP | 32411909 | MCCOMB | 138 KV | T2 | LOAD
8445784 | AEP | ZONE | AEP | 1369000715 | MCCONVIL | 138 KV | T1 | LOAD
8445784 | AEP | ZONE | AEP | 2156111897 | MCELROY | 69 KV | CRESAP | LOAD
8445784 | AEP | ZONE | AEP | 2156111857 | MCELROY | 69 KV | FISHCRK | LOAD
8445784 | AEP | ZONE | AEP | 32411911 | MCKINLEY | 138 KV | T4 | LOAD
8445784 | AEP | ZONE | AEP | 32411913 | MCKINLEY | 138 KV | T6 | LOAD
8445784 | AEP | ZONE | AEP | 32411917 | MCKINLEY | 34 KV | GETAYLR1 | LOAD
8445784 | AEP | ZONE | AEP | 32411923 | MCKINLEY | 34 KV | PHENIE | LOAD
8445784 | AEP | ZONE | AEP | 32411925 | MCKINLEY | 34 KV | SLATERS1 | LOAD
8445784 | AEP | ZONE | AEP | 32411927 | MCKINLEY | 34 KV | SLATERS2 | LOAD
8445784 | AEP | ZONE | AEP | 32411929 | MCKINLEY | 34 KV | SPRINGIM | LOAD
8445784 | AEP | ZONE | AEP | 32411931 | MCKINNEY | 46 KV | T1 | LOAD
8445784 | AEP | ZONE | AEP | 32411933 | MCROSS | 69 KV | T1 | LOAD
8445784 | AEP | ZONE | AEP | 1183223103 | MEADOW | 34 KV | LOAD | LOAD
8445784 | AEP | ZONE | AEP | 32411935 | MEADOWSS | 69 KV | T1 | LOAD
8445784 | AEP | ZONE | AEP | 32411937 | MEADOWVI | 138 KV | T1 | LOAD
8445784 | AEP | ZONE | AEP | 106856769 | MEADSSTO | 138 KV | SSIDE | LOAD
8445784 | AEP | ZONE | AEP | 2156109900 | MEDFORD | 138 KV | T2 | LOAD
8445784 | AEP | ZONE | AEP | 2156109911 | MEIGS | 138 KV | T1 | LOAD
8445784 | AEP | ZONE | AEP | 32411945 | MEIGS2 | 138 KV | T1 | LOAD
8445784 | AEP | ZONE | AEP | 32411947 | MEIGS31 | 138 KV | T1 | LOAD
8445784 | AEP | ZONE | AEP | 32411949 | MEIGS31 | 138 KV | T2 | LOAD
8445784 | AEP | ZONE | AEP | 32411951 | MEIGSCS | 69 KV | T1 | LOAD
8445784 | AEP | ZONE | AEP | 2156110165 | MEIGSCS | 69 KV | T2 | LOAD
8445784 | AEP | ZONE | AEP | 1388602896 | MELITA | 69 KV | T1 | LOAD
8445784 | AEP | ZONE | AEP | 1388602897 | MELITA | 69 KV | T2 | LOAD
8445784 | AEP | ZONE | AEP | 1388602900 | MELITA | 69 KV | T3 | LOAD
8445784 | AEP | ZONE | AEP | 1388602899 | MELITA | 69 KV | T4 | LOAD
8445784 | AEP | ZONE | AEP | 1388602898 | MELITA | 69 KV | T5 | LOAD
8445784 | AEP | ZONE | AEP | 32411953 | MELROSE | 69 KV | T1 | LOAD
8445784 | AEP | ZONE | AEP | 32411955 | MERCERBU | 138 KV | T1 | LOAD
8445784 | AEP | ZONE | AEP | 2156109021 | MERRICKS | 69 KV | MERRICK | LOAD
8445784 | AEP | ZONE | AEP | 2156113192 | MERRIMAC | 69 KV | T2 | LOAD
8445784 | AEP | ZONE | AEP | 106856771 | MERRITTS | 138 KV | T1 | LOAD
8445784 | AEP | ZONE | AEP | 1666103439 | METCALFT | 69 KV | BIGRUN | LOAD
8445784 | AEP | ZONE | AEP | 32411959 | MIDDLECR | 46 KV | T1 | LOAD
8445784 | AEP | ZONE | AEP | 32411961 | MIDDLTON | 34 KV | T1 | LOAD
8445784 | AEP | ZONE | AEP | 32411963 | MIDKIFF | 138 KV | T1 | LOAD
8445784 | AEP | ZONE | AEP | 2156113305 | MIDWAYAP | 69 KV | T1 | LOAD
8445784 | AEP | ZONE | AEP | 2156113479 | MIDWAYAP | 69 KV | T2 | LOAD
8445784 | AEP | ZONE | AEP | 32411965 | MIER | 138 KV | T2 | LOAD
8445784 | AEP | ZONE | AEP | 32411967 | MIFFLIN | 138 KV | T1 | LOAD
8445784 | AEP | ZONE | AEP | 32411969 | MIFFLIN | 138 KV | T2 | LOAD
8445784 | AEP | ZONE | AEP | 106856773 | MIFFLIN | 138 KV | T3 | LOAD
8445784 | AEP | ZONE | AEP | 1869179584 | MILANSS | 138 KV | T1 | LOAD
8445784 | AEP | ZONE | AEP | 1165471463 | MILANSS | 138 KV | XF1 | LOAD
8445784 | AEP | ZONE | AEP | 1165471464 | MILANSS | 138 KV | XF2 | LOAD
8445784 | AEP | ZONE | AEP | 1165471465 | MILANSS | 138 KV | XF3 | LOAD
8445784 | AEP | ZONE | AEP | 32411971 | MILESAVE | 138 KV | T1 | LOAD
8445784 | AEP | ZONE | AEP | 47012207 | MILL AEP | 138 KV | T1 | LOAD
8445784 | AEP | ZONE | AEP | 47012209 | MILL AEP | 138 KV | T2 | LOAD
8445784 | AEP | ZONE | AEP | 47012211 | MILL AEP | 138 KV | T3 | LOAD
8445784 | AEP | ZONE | AEP | 47012213 | MILL AEP | 138 KV | T4 | LOAD
8445784 | AEP | ZONE | AEP | 32411973 | MILLBROO | 138 KV | T6 | LOAD
8445784 | AEP | ZONE | AEP | 1218905213 | MILLBROO | 69 KV | OSCO | LOAD
8445784 | AEP | ZONE | AEP | 32411993 | MILLSPRI | 138 KV | T1 | LOAD
8445784 | AEP | ZONE | AEP | 2156113593 | MILLSTRE | 69 KV | T1 | LOAD
8445784 | AEP | ZONE | AEP | 32411995 | MILLWOO2 | 138 KV | T1 | LOAD
8445784 | AEP | ZONE | AEP | 1248983330 | MILTON2 | 138 KV | BAKERID | LOAD
8445784 | AEP | ZONE | AEP | 1248983331 | MILTON2 | 138 KV | JOHNSCK | LOAD
8445784 | AEP | ZONE | AEP | 32411997 | MILTON2 | 138 KV | T2 | LOAD
8445784 | AEP | ZONE | AEP | 32411999 | MILTON2 | 69 KV | T1 | LOAD
8445784 | AEP | ZONE | AEP | 40243245 | MILTONSW | 138 KV | T1 LOAD | LOAD
8445784 | AEP | ZONE | AEP | 1439645857 | MINERAL | 138 KV | BUCKEYE | LOAD
8445784 | AEP | ZONE | AEP | 98369931 | MINERD1 | 138 KV | COAVILL | LOAD
8445784 | AEP | ZONE | AEP | 2156112868 | MINERVA | 69 KV | T1 | LOAD
8445784 | AEP | ZONE | AEP | 2156114980 | MINK | 138 KV | SKIDOH04 | LOAD
8445784 | AEP | ZONE | AEP | 2156114717 | MINK | 138 KV | T1 | LOAD
8445784 | AEP | ZONE | AEP | 2156114564 | MINK | 138 KV | T2 | LOAD
8445784 | AEP | ZONE | AEP | 1666104489 | MINK | 138 KV | T3 | LOAD
8445784 | AEP | ZONE | AEP | 32412001 | MINNIXMT | 138 KV | T1 | LOAD
8445784 | AEP | ZONE | AEP | 32412003 | MINNIXMT | 138 KV | T2 | LOAD
8445784 | AEP | ZONE | AEP | 47012215 | MISSISSI | 138 KV | T1 | LOAD
8445784 | AEP | ZONE | AEP | 47012217 | MISSISSI | 138 KV | T2 | LOAD
8445784 | AEP | ZONE | AEP | 47012219 | MISSISSI | 138 KV | T3 | LOAD
8445784 | AEP | ZONE | AEP | 2155501904 | MOCCASIN | 69 KV | T1 | LOAD
8445784 | AEP | ZONE | AEP | 2155501905 | MOCCASIN | 69 KV | T2 | LOAD
8445784 | AEP | ZONE | AEP | 1775812853 | MODOC | 69 KV | T2 | LOAD
8445784 | AEP | ZONE | AEP | 32412007 | MOHAWKRU | 69 KV | T1 | LOAD
8445784 | AEP | ZONE | AEP | 1369000721 | MOLLYCRK | 69 KV | BROOKLYN | LOAD
8445784 | AEP | ZONE | AEP | 32412009 | MONEL | 138 KV | T1 | LOAD
8445784 | AEP | ZONE | AEP | 32412011 | MONETA | 138 KV | T1 | LOAD
8445784 | AEP | ZONE | AEP | 2156111809 | MONROEAP | 69 KV | T1 | LOAD
8445784 | AEP | ZONE | AEP | 1775813099 | MONROEIM | 69 KV | T1 | LOAD
8445784 | AEP | ZONE | AEP | 1165472108 | MONTEREY | 69 KV | X1LD | LOAD
8445784 | AEP | ZONE | AEP | 32412013 | MONTGOMR | 46 KV | T1 | LOAD
8445784 | AEP | ZONE | AEP | 1356152550 | MONTPELI | 69 KV | T1 | LOAD
8445784 | AEP | ZONE | AEP | 1107281653 | MOOREPAR | 138 KV | T2 | LOAD
8445784 | AEP | ZONE | AEP | 1207066021 | MORELAN | 69 KV | LOAD1 | LOAD
8445784 | AEP | ZONE | AEP | 48933999 | MORELAND | 138 KV | MORELAND | LOAD
8445784 | AEP | ZONE | AEP | 32412023 | MORGANSC | 138 KV | T1 | LOAD
8445784 | AEP | ZONE | AEP | 32412025 | MORRISNO | 34 KV | T1 | LOAD
8445784 | AEP | ZONE | AEP | 32412027 | MORSE | 138 KV | T1 | LOAD
8445784 | AEP | ZONE | AEP | 32412029 | MORSE | 138 KV | T2 | LOAD
8445784 | AEP | ZONE | AEP | 1218905246 | MORSE | 138 KV | T3 | LOAD
8445784 | AEP | ZONE | AEP | 32412031 | MOSELEY | 12 KV | LOAD | LOAD
8445784 | AEP | ZONE | AEP | 45565861 | MOSELEY | 13 KV | BEDFORD | LOAD
8445784 | AEP | ZONE | AEP | 45565859 | MOSELEY | 69 KV | BEDFORD | LOAD
8445784 | AEP | ZONE | AEP | 32412033 | MOTTVILL | 69 KV | LOAD | LOAD
8445784 | AEP | ZONE | AEP | 32412035 | MOUND | 138 KV | T1 | LOAD
8445784 | AEP | ZONE | AEP | 32412037 | MOUND | 138 KV | T2 | LOAD
8445784 | AEP | ZONE | AEP | 1067161281 | MOUNDVIL | 69 KV | LD | LOAD
8445784 | AEP | ZONE | AEP | 2156110469 | MOUNDVIL | 69 KV | T3 | LOAD
8445784 | AEP | ZONE | AEP | 32412039 | MOUNTAIN | 138 KV | TCH1 | LOAD
8445784 | AEP | ZONE | AEP | 32412041 | MOUNTAIN | 138 KV | TCH2 | LOAD
8445784 | AEP | ZONE | AEP | 2156114748 | MOUNTPER | 138 KV | T1 | LOAD
8445784 | AEP | ZONE | AEP | 2156113339 | MOUNTVIE | 69 KV | BLD | LOAD
8445784 | AEP | ZONE | AEP | 32412043 | MTAIRY2 | 138 KV | T1 | LOAD
8445784 | AEP | ZONE | AEP | 1775813083 | MTETNATP | 69 KV | ETNA | LOAD
8445784 | AEP | ZONE | AEP | 2156108960 | MTORB | 69 KV | MTORB | LOAD
8445784 | AEP | ZONE | AEP | 2155501901 | MTUNION | 69 KV | LONESTAR | LOAD
8445784 | AEP | ZONE | AEP | 2155501900 | MTUNION | 69 KV | T1 | LOAD
8445784 | AEP | ZONE | AEP | 2155501899 | MTUNION | 69 KV | T2 | LOAD
8445784 | AEP | ZONE | AEP | 2156113212 | MTVERNON | 69 KV | T1 | LOAD
8445784 | AEP | ZONE | AEP | 2156113255 | MTVERNON | 69 KV | T2 | LOAD
8445784 | AEP | ZONE | AEP | 2156113267 | MTVERNON | 69 KV | T3 | LOAD
8445784 | AEP | ZONE | AEP | 32412045 | MUDFORK | 138 KV | T1 | LOAD
8445784 | AEP | ZONE | AEP | 32412047 | MUDLICK | 69 KV | T1 | LOAD
8445784 | AEP | ZONE | AEP | 2156113737 | MUESSEL | 69 KV | T1 | LOAD
8445784 | AEP | ZONE | AEP | 2156113654 | MUESSEL | 69 KV | T2 | LOAD
8445784 | AEP | ZONE | AEP | 32412049 | MULBERRY | 138 KV | T1 | LOAD
8445784 | AEP | ZONE | AEP | 32412051 | MULBERRY | 138 KV | T2 | LOAD
8445784 | AEP | ZONE | AEP | 1775813086 | MULDOONM | 69 KV | T1 | LOAD
8445784 | AEP | ZONE | AEP | 32412053 | MULLENS | 138 KV | T4 | LOAD
8445784 | AEP | ZONE | AEP | 32412055 | MULLENS | 138 KV | T5 | LOAD
8445784 | AEP | ZONE | AEP | 32412057 | MULLENSV | 138 KV | T1 | LOAD
8445784 | AEP | ZONE | AEP | 2156110162 | MURCH | 69 KV | COCACOLA | LOAD
8445784 | AEP | ZONE | AEP | 2156110161 | MURCH | 69 KV | LOAD | LOAD
8445784 | AEP | ZONE | AEP | 1775813077 | MURRAYIM | 69 KV | T1 | LOAD
8445784 | AEP | ZONE | AEP | 2156110470 | MUSKING2 | 138 KV | 11LD | LOAD
8445784 | AEP | ZONE | AEP | 2156110471 | MUSKING2 | 138 KV | 12LD | LOAD
8445784 | AEP | ZONE | AEP | 32412061 | MUSKING2 | 138 KV | GLOBEMET | LOAD
8445784 | AEP | ZONE | AEP | 123900941 | MUSKING2 | 138 KV | SROKEBY | LOAD
8445784 | AEP | ZONE | AEP | 2156113096 | MUSKRAT | 69 KV | DOME | LOAD
8445784 | AEP | ZONE | AEP | 32412063 | MWBLOOMF | 138 KV | T1 | LOAD
8445784 | AEP | ZONE | AEP | 32412065 | MWROCKPO | 138 KV | T1 | LOAD
8445784 | AEP | ZONE | AEP | 32412067 | NAGELAEP | 138 KV | T7 | LOAD
8445784 | AEP | ZONE | AEP | 2156112755 | NANCYCRK | 69 KV | T1 | LOAD
8445784 | AEP | ZONE | AEP | 1666104452 | NANTWERP | 69 KV | EANWERP | LOAD
8445784 | AEP | ZONE | AEP | 1107281685 | NATRIUM2 | 138 KV | DOMENRGY | LOAD
8445784 | AEP | ZONE | AEP | 93353445 | NATRIUM2 | 69 KV | LD1 | LOAD
8445784 | AEP | ZONE | AEP | 1369001564 | NATRIUM2 | 69 KV | MOBAY1 | LOAD
8445784 | AEP | ZONE | AEP | 1369001565 | NATRIUM2 | 69 KV | MOBAY2 | LOAD
8445784 | AEP | ZONE | AEP | 1369001566 | NATRIUM2 | 69 KV | PPG | LOAD
8445784 | AEP | ZONE | AEP | 2156110478 | NAUVOORI | 138 KV | XCL1 | LOAD
8445784 | AEP | ZONE | AEP | 2156110477 | NAUVOORI | 138 KV | XCL2 | LOAD
8445784 | AEP | ZONE | AEP | 2156111813 | NBALTSW | 69 KV | SUGARCR | LOAD
8445784 | AEP | ZONE | AEP | 32412073 | NBECKLEY | 138 KV | T1 | LOAD
8445784 | AEP | ZONE | AEP | 32412075 | NBECKLEY | 138 KV | T2 | LOAD
8445784 | AEP | ZONE | AEP | 1356153150 | NBELLVIL | 69 KV | T1 | LOAD
8445784 | AEP | ZONE | AEP | 32412079 | NBLACKSB | 138 KV | T2 | LOAD
8445784 | AEP | ZONE | AEP | 1666104475 | NBLUFFTO | 69 KV | T1 | LOAD
8445784 | AEP | ZONE | AEP | 1666104442 | NCECIL | 69 KV | CECIL | LOAD
8445784 | AEP | ZONE | AEP | 32412081 | NCLAYTOR | 138 KV | T3 | LOAD
8445784 | AEP | ZONE | AEP | 1666104441 | NCOLUMBG | 69 KV | COLUMBUS | LOAD
8445784 | AEP | ZONE | AEP | 1132285137 | NCOSHOCT | 69 KV | COSH | LOAD
8445784 | AEP | ZONE | AEP | 2156114906 | NCOSHOCT | 69 KV | T3 | LOAD
8445784 | AEP | ZONE | AEP | 32412083 | NCROWNCI | 138 KV | T1 | LOAD
8445784 | AEP | ZONE | AEP | 2156110167 | NECANTON | 138 KV | T3 | LOAD
8445784 | AEP | ZONE | AEP | 2156112667 | NECANTON | 69 KV | DIAMONDS | LOAD
8445784 | AEP | ZONE | AEP | 2156112874 | NECANTON | 69 KV | EASTONS | LOAD
8445784 | AEP | ZONE | AEP | 2156108996 | NEFFS | 69 KV | T1 | LOAD
8445784 | AEP | ZONE | AEP | 2156109912 | NEFFS | 69 KV | T2 | LOAD
8445784 | AEP | ZONE | AEP | 40243249 | NEGLEY | 138 KV | T1 LOAD | LOAD
8445784 | AEP | ZONE | AEP | 2156113709 | NENDFOST | 69 KV | BENDIX | LOAD
8445784 | AEP | ZONE | AEP | 2156113597 | NENDFOST | 69 KV | T1 | LOAD
8445784 | AEP | ZONE | AEP | 2156113721 | NENDFOST | 69 KV | T2 | LOAD
8445784 | AEP | ZONE | AEP | 2156113239 | NEWARKCE | 69 KV | BLUEJAY | LOAD
8445784 | AEP | ZONE | AEP | 2156113419 | NEWARKCE | 69 KV | FLINTRID | LOAD
8445784 | AEP | ZONE | AEP | 2155501922 | NEWBERY | 138 KV | PROTEC1 | LOAD
8445784 | AEP | ZONE | AEP | 32412093 | NEWBUFFA | 69 KV | T1 | LOAD
8445784 | AEP | ZONE | AEP | 32412095 | NEWBUFFA | 69 KV | T2 | LOAD
8445784 | AEP | ZONE | AEP | 1666103218 | NEWCARLI | 138 KV | T3 | LOAD
8445784 | AEP | ZONE | AEP | 1666103985 | NEWCOMER | 138 KV | T3 | LOAD
8445784 | AEP | ZONE | AEP | 1207065429 | NEWCOMER | 69 KV | LOAD1 | LOAD
8445784 | AEP | ZONE | AEP | 32412107 | NEWHOPE2 | 138 KV | T1 | LOAD
8445784 | AEP | ZONE | AEP | 32412109 | NEWHOPE2 | 138 KV | T2 | LOAD
8445784 | AEP | ZONE | AEP | 32412111 | NEWLIBER | 138 KV | T1 | LOAD
8445784 | AEP | ZONE | AEP | 32412115 | NEWLIBER | 138 KV | T3 | LOAD
8445784 | AEP | ZONE | AEP | 48934007 | NEWLIBER | 138 KV | T4 | LOAD
8445784 | AEP | ZONE | AEP | 32412117 | NEWLONDO | 138 KV | T1 | LOAD
8445784 | AEP | ZONE | AEP | 1348254763 | NEWMARK2 | 138 KV | NEWMARK | LOAD
8445784 | AEP | ZONE | AEP | 2156109027 | NEWPHILA | 69 KV | T3 | LOAD
8445784 | AEP | ZONE | AEP | 2156109026 | NEWPHILA | 69 KV | T4 | LOAD
8445784 | AEP | ZONE | AEP | 2156108959 | NEWPRT | 69 KV | T1 | LOAD
8445784 | AEP | ZONE | AEP | 32412121 | NFAIRFIE | 138 KV | T1T2 | LOAD
8445784 | AEP | ZONE | AEP | 32412123 | NFINDLAY | 138 KV | T1 | LOAD
8445784 | AEP | ZONE | AEP | 32412125 | NFINDLAY | 138 KV | T2 | LOAD
8445784 | AEP | ZONE | AEP | 2156113993 | NFINDLCR | 138 KV | NFINDLY1 | LOAD
8445784 | AEP | ZONE | AEP | 2156112246 | NFREDRIC | 69 KV | LOAD1 | LOAD
8445784 | AEP | ZONE | AEP | 2156111752 | NFREMONT | 69 KV | CROWN | LOAD
8445784 | AEP | ZONE | AEP | 2156111767 | NFREMONT | 69 KV | T1 | LOAD
8445784 | AEP | ZONE | AEP | 32412127 | NHAVERHI | 69 KV | ARISTEC1 | LOAD
8445784 | AEP | ZONE | AEP | 32412129 | NHAVERHI | 69 KV | ARISTEC2 | LOAD
8445784 | AEP | ZONE | AEP | 61482249 | NHAVERHI | 69 KV | SUN COKE | LOAD
8445784 | AEP | ZONE | AEP | 1666104448 | NHICKSVI | 69 KV | COOP | LOAD
8445784 | AEP | ZONE | AEP | 1666104445 | NHICKSVI | 69 KV | T1 | LOAD
8445784 | AEP | ZONE | AEP | 1666104449 | NHICKSVI | 69 KV | T2 | LOAD
8445784 | AEP | ZONE | AEP | 2156109012 | NHOPEDAL | 69 KV | HARRISON | LOAD
8445784 | AEP | ZONE | AEP | 32412131 | NIAGARA2 | 12 KV | LOAD | LOAD
8445784 | AEP | ZONE | AEP | 32412135 | NICKERSO | 138 KV | T1 | LOAD
8445784 | AEP | ZONE | AEP | 32412137 | NILESIM | 69 KV | T1 | LOAD
8445784 | AEP | ZONE | AEP | 32412139 | NILESIM | 69 KV | T2 | LOAD
8445784 | AEP | ZONE | AEP | 2156110818 | NITRO | 69 KV | LOAD | LOAD
8445784 | AEP | ZONE | AEP | 1666104444 | NKALIDA | 69 KV | KALIDA | LOAD
8445784 | AEP | ZONE | AEP | 1666104467 | NLEIPSSW | 69 KV | NLEIPSIC | LOAD
8445784 | AEP | ZONE | AEP | 32412141 | NLEXINGT | 138 KV | T1 | LOAD
8445784 | AEP | ZONE | AEP | 2156113701 | NLIBERSW | 69 KV | JELLOWAY | LOAD
8445784 | AEP | ZONE | AEP | 1666104481 | NMIDDLEP | 69 KV | T1 | LOAD
8445784 | AEP | ZONE | AEP | 2156113205 | NMTVERNO | 69 KV | T1 | LOAD
8445784 | AEP | ZONE | AEP | 32412143 | NMUSKING | 138 KV | T1 | LOAD
8445784 | AEP | ZONE | AEP | 1348254774 | NNEWARK | 138 KV | T5 | LOAD
8445784 | AEP | ZONE | AEP | 2156113241 | NNEWARK | 69 KV | EASTNEWK | LOAD
8445784 | AEP | ZONE | AEP | 2156113232 | NNEWARK | 69 KV | T4A | LOAD
8445784 | AEP | ZONE | AEP | 2156113304 | NNEWARK | 69 KV | WELSH | LOAD
8445784 | AEP | ZONE | AEP | 1666103464 | NOBLE | 69 KV | T1 | LOAD
8445784 | AEP | ZONE | AEP | 32412151 | NORTHLAN | 138 KV | T1 | LOAD
8445784 | AEP | ZONE | AEP | 61482251 | NORTHLAN | 138 KV | T2 | LOAD
8445784 | AEP | ZONE | AEP | 32412153 | NOTREDAM | 138 KV | T1 | LOAD
8445784 | AEP | ZONE | AEP | 32412155 | NOTREDAM | 138 KV | T2 | LOAD
8445784 | AEP | ZONE | AEP | 32412157 | NPOINTE | 138 KV | T1 | LOAD
8445784 | AEP | ZONE | AEP | 2156113302 | NPORTLAN | 69 KV | T2 | LOAD
8445784 | AEP | ZONE | AEP | 2156113225 | NPORTLAN | 69 KV | T3 | LOAD
8445784 | AEP | ZONE | AEP | 2156113718 | NPORTSMO | 69 KV | OERTELS | LOAD
8445784 | AEP | ZONE | AEP | 1356153176 | NPROCTO2 | 138 KV | T3 | LOAD
8445784 | AEP | ZONE | AEP | 1666104488 | NSPENCER | 69 KV | T1 | LOAD
8445784 | AEP | ZONE | AEP | 32412161 | NSTRASBU | 138 KV | T1 | LOAD
8445784 | AEP | ZONE | AEP | 1369000718 | NUTTALL | 138 KV | T1 | LOAD
8445784 | AEP | ZONE | AEP | 1666104495 | NVANWERT | 69 KV | VAN | LOAD
8445784 | AEP | ZONE | AEP | 1305121728 | NWALDO | 69 KV | T2 | LOAD
8445784 | AEP | ZONE | AEP | 2156110173 | NWASHNTN | 69 KV | LOAD | LOAD
8445784 | AEP | ZONE | AEP | 32412165 | NWELLSVL | 69 KV | T1 | LOAD
8445784 | AEP | ZONE | AEP | 2156110179 | NWILLARD | 69 KV | LOAD | LOAD
8445784 | AEP | ZONE | AEP | 32412167 | NWLIMA | 138 KV | T1 | LOAD
8445784 | AEP | ZONE | AEP | 1666104012 | NWOODCOC | 34 KV | MORRICAL | LOAD
8445784 | AEP | ZONE | AEP | 32412171 | NZANESVI | 138 KV | T1 | LOAD
8445784 | AEP | ZONE | AEP | 32412173 | OAKHILL | 69 KV | T1 | LOAD
8445784 | AEP | ZONE | AEP | 32412175 | OAKLEVEL | 138 KV | T1 | LOAD
8445784 | AEP | ZONE | AEP | 2156112835 | OAKWOODR | 69 KV | T1 | LOAD
8445784 | AEP | ZONE | AEP | 38367849 | OBETZ | 138 KV | XT1 | LOAD
8445784 | AEP | ZONE | AEP | 1132285189 | OHIOCENT | 69 KV | LOAD | LOAD
8445784 | AEP | ZONE | AEP | 2156112482 | OHIOOIL | 69 KV | MOBILE | LOAD
8445784 | AEP | ZONE | AEP | 2156112478 | OHIOOIL | 69 KV | T1 | LOAD
8445784 | AEP | ZONE | AEP | 1348254187 | OLIVE | 12 KV | T4 | LOAD
8445784 | AEP | ZONE | AEP | 1356152569 | OLIVE | 138 KV | T5 | LOAD
8445784 | AEP | ZONE | AEP | 2156110456 | OLIVE | 69 KV | NWCRNIPS | LOAD
8445784 | AEP | ZONE | AEP | 32412187 | OLIVEHIL | 69 KV | T1 | LOAD
8445784 | AEP | ZONE | AEP | 32412189 | OLIVEHIL | 69 KV | T2 | LOAD
8445784 | AEP | ZONE | AEP | 1338421080 | OLIVERPL | 138 KV | T1 | LOAD
8445784 | AEP | ZONE | AEP | 2156112747 | ONEIDASW | 69 KV | COLFOR | LOAD
8445784 | AEP | ZONE | AEP | 32412191 | ONTWA | 138 KV | T1T2 | LOAD
8445784 | AEP | ZONE | AEP | 32412195 | ORDNANCE | 138 KV | T1 | LOAD
8445784 | AEP | ZONE | AEP | 32412197 | ORDNANCE | 138 KV | T2 | LOAD
8445784 | AEP | ZONE | AEP | 32412199 | ORDNANCE | 138 KV | T3 | LOAD
8445784 | AEP | ZONE | AEP | 32412201 | OREBANK | 138 KV | T1 | LOAD
8445784 | AEP | ZONE | AEP | 32412203 | OREBANK | 138 KV | T2 | LOAD
8445784 | AEP | ZONE | AEP | 2156109901 | ORONOKO | 69 KV | LOAD1 | LOAD
8445784 | AEP | ZONE | AEP | 32412207 | ORTIN | 138 KV | T1 | LOAD
8445784 | AEP | ZONE | AEP | 2156113065 | OSBORNE | 69 KV | T1 | LOAD
8445784 | AEP | ZONE | AEP | 32412209 | OSOLO | 138 KV | T2 | LOAD
8445784 | AEP | ZONE | AEP | 32412211 | OSOLO | 138 KV | T3 | LOAD
8445784 | AEP | ZONE | AEP | 32412213 | OSOLO | 34 KV | EXCELTAP | LOAD
8445784 | AEP | ZONE | AEP | 1775813113 | OSSIAN | 69 KV | T1 | LOAD
8445784 | AEP | ZONE | AEP | 32412215 | OSU | 138 KV | T1 | LOAD
8445784 | AEP | ZONE | AEP | 32412217 | OSU | 138 KV | T2 | LOAD
8445784 | AEP | ZONE | AEP | 51519917 | OSU | 138 KV | T3 | LOAD
8445784 | AEP | ZONE | AEP | 1067161378 | OSU | 138 KV | T4 | LOAD
8445784 | AEP | ZONE | AEP | 61482253 | OTTER | 138 KV | LOAD1 | LOAD
8445784 | AEP | ZONE | AEP | 1666104484 | OTTOVILL | 69 KV | T1 | LOAD
8445784 | AEP | ZONE | AEP | 1666104485 | OTTOVILL | 69 KV | T2 | LOAD
8445784 | AEP | ZONE | AEP | 98369933 | OUTERBEL | 138 KV | METAL | LOAD
8445784 | AEP | ZONE | AEP | 2156113471 | OWENSCOR | 69 KV | T1 | LOAD
8445784 | AEP | ZONE | AEP | 2156113201 | OWENSCOR | 69 KV | T2 | LOAD
8445784 | AEP | ZONE | AEP | 2156113195 | OWENSCOR | 69 KV | T3 | LOAD
8445784 | AEP | ZONE | AEP | 2156113210 | OWENSCOR | 69 KV | T4 | LOAD
8445784 | AEP | ZONE | AEP | 2156112791 | OWENSDRI | 69 KV | T1 | LOAD
8445784 | AEP | ZONE | AEP | 32412219 | OXYGENPL | 138 KV | T1 | LOAD
8445784 | AEP | ZONE | AEP | 40243251 | PACKARD2 | 138 KV | T1 LOAD | LOAD
8445784 | AEP | ZONE | AEP | 32412221 | PADFORK | 138 KV | T1 | LOAD
8445784 | AEP | ZONE | AEP | 2156113679 | PALMYRSW | 69 KV | PALMYRA | LOAD
8445784 | AEP | ZONE | AEP | 1248984091 | PANDARD | 138 KV | CARROLL | LOAD
8445784 | AEP | ZONE | AEP | 1666104476 | PANDORA | 69 KV | T1 | LOAD
8445784 | AEP | ZONE | AEP | 32412225 | PANHANDL | 69 KV | T1 | LOAD
8445784 | AEP | ZONE | AEP | 32412227 | PARKHILL | 138 KV | T1 | LOAD
8445784 | AEP | ZONE | AEP | 2156112900 | PARSONSA | 138 KV | T1 | LOAD
8445784 | AEP | ZONE | AEP | 2156112676 | PARSONSA | 138 KV | T4 | LOAD
8445784 | AEP | ZONE | AEP | 32412229 | PATRIOT | 138 KV | T1 | LOAD
8445784 | AEP | ZONE | AEP | 98369935 | PATRIOTC | 138 KV | T1 | LOAD
8445784 | AEP | ZONE | AEP | 1666104451 | PAULDING | 69 KV | T1 | LOAD
8445784 | AEP | ZONE | AEP | 1666104504 | PAYNE | 69 KV | T1 | LOAD
8445784 | AEP | ZONE | AEP | 32412231 | PEAKCREE | 138 KV | T1 | LOAD
8445784 | AEP | ZONE | AEP | 32412233 | PEAKCREE | 138 KV | T2 | LOAD
8445784 | AEP | ZONE | AEP | 2156111859 | PEAKLAND | 69 KV | T1 | LOAD
8445784 | AEP | ZONE | AEP | 1218905363 | PEAKSVIE | 34 KV | LOAD1 | LOAD
8445784 | AEP | ZONE | AEP | 1439645859 | PEDRO | 69 KV | SUPERIOR | LOAD
8445784 | AEP | ZONE | AEP | 2156112694 | PEKIN | 69 KV | T2 | LOAD
8445784 | AEP | ZONE | AEP | 32412237 | PEMBERT2 | 138 KV | T1 | LOAD
8445784 | AEP | ZONE | AEP | 32412239 | PENHOOK | 138 KV | T1 | LOAD
8445784 | AEP | ZONE | AEP | 32412241 | PENNVILL | 138 KV | T3 | LOAD
8445784 | AEP | ZONE | AEP | 2156111883 | PERCH | 138 KV | T1 | LOAD
8445784 | AEP | ZONE | AEP | 2156111891 | PERKINSP | 69 KV | T1 | LOAD
8445784 | AEP | ZONE | AEP | 1305122043 | PETERSBG | 69 KV | PETECOOP | LOAD
8445784 | AEP | ZONE | AEP | 32412243 | PETERSCS | 69 KV | T1 | LOAD
8445784 | AEP | ZONE | AEP | 32412245 | PETERSMO | 138 KV | T1 | LOAD
8445784 | AEP | ZONE | AEP | 1388602895 | PETTIT2 | 69 KV | T1 | LOAD
8445784 | AEP | ZONE | AEP | 1248984099 | PEVLER | 69 KV | PEVLMINE | LOAD
8445784 | AEP | ZONE | AEP | 1666103462 | PHILIPS | 69 KV | PHIL | LOAD
8445784 | AEP | ZONE | AEP | 32416457 | PHILPOTT | 138 KV | LOAD | LOAD
8445784 | AEP | ZONE | AEP | 2156114309 | PHOENIXT | 69 KV | PHOENXRD | LOAD
8445784 | AEP | ZONE | AEP | 32412247 | PICKERI2 | 138 KV | T1 | LOAD
8445784 | AEP | ZONE | AEP | 1132285230 | PIERPON2 | 138 KV | MABEN | LOAD
8445784 | AEP | ZONE | AEP | 32412249 | PIGEONCR | 138 KV | T1 | LOAD
8445784 | AEP | ZONE | AEP | 32412251 | PIGEONCR | 138 KV | T2 | LOAD
8445784 | AEP | ZONE | AEP | 32412253 | PIGEONRI | 69 KV | T1 | LOAD
8445784 | AEP | ZONE | AEP | 1084383446 | PIKEVILL | 69 KV | T1-LOAD | LOAD
8445784 | AEP | ZONE | AEP | 32412255 | PINECREE | 138 KV | T1 | LOAD
8445784 | AEP | ZONE | AEP | 2156109329 | PINERIGE | 69 KV | T1 | LOAD
8445784 | AEP | ZONE | AEP | 32412257 | PINEROAD | 138 KV | T1 | LOAD
8445784 | AEP | ZONE | AEP | 2156113594 | PINHOOKS | 69 KV | STMARYSC | LOAD
8445784 | AEP | ZONE | AEP | 32412261 | PINNACLE | 138 KV | T1A | LOAD
8445784 | AEP | ZONE | AEP | 32412263 | PINNACLE | 138 KV | T1B | LOAD
8445784 | AEP | ZONE | AEP | 112586013 | PIPECREE | 138 KV | T1 | LOAD
8445784 | AEP | ZONE | AEP | 32412265 | PIPERSGA | 138 KV | T1 | LOAD
8445784 | AEP | ZONE | AEP | 32412267 | PIPERSGA | 138 KV | T2 | LOAD
8445784 | AEP | ZONE | AEP | 2156113295 | PITTSBRG | 69 KV | T1 | LOAD
8445784 | AEP | ZONE | AEP | 2156113310 | PITTSBRG | 69 KV | T2 | LOAD
8445784 | AEP | ZONE | AEP | 32412271 | PITTSPLA | 138 KV | T1 | LOAD
8445784 | AEP | ZONE | AEP | 32412273 | PITTSPLA | 138 KV | T2 | LOAD
8445784 | AEP | ZONE | AEP | 2156110816 | PLANTRD | 69 KV | LOAD | LOAD
8445784 | AEP | ZONE | AEP | 2156108977 | PLEASCTY | 69 KV | T1 | LOAD
8445784 | AEP | ZONE | AEP | 1775813076 | PLEASNIM | 69 KV | T1 | LOAD
8445784 | AEP | ZONE | AEP | 2156110844 | PLEASNTS | 69 KV | T1 | LOAD
8445784 | AEP | ZONE | AEP | 2156110845 | PLEASNTS | 69 KV | T2 | LOAD
8445784 | AEP | ZONE | AEP | 32412275 | POAGESMI | 138 KV | T1 | LOAD
8445784 | AEP | ZONE | AEP | 1123171288 | POINTLIC | 138 KV | PATRIOT | LOAD
8445784 | AEP | ZONE | AEP | 32412277 | POKAGON | 69 KV | BARRETTP | LOAD
8445784 | AEP | ZONE | AEP | 32412279 | POKAGON | 69 KV | T3 | LOAD
8445784 | AEP | ZONE | AEP | 32412281 | POLARIS | 138 KV | T1 | LOAD
8445784 | AEP | ZONE | AEP | 40243239 | POLARIS | 138 KV | T2 | LOAD
8445784 | AEP | ZONE | AEP | 1356153203 | POLARIS | 138 KV | T3 | LOAD
8445784 | AEP | ZONE | AEP | 98369937 | POLEYARD | 138 KV | POLEYARD | LOAD
8445784 | AEP | ZONE | AEP | 1248984100 | POLO | 138 KV | POLO_LD | LOAD
8445784 | AEP | ZONE | AEP | 1067161416 | POLYMER | 138 KV | ARMSTRNG | LOAD
8445784 | AEP | ZONE | AEP | 2156110168 | POLYMER | 138 KV | T1 | LOAD
8445784 | AEP | ZONE | AEP | 32412283 | POPLARFO | 138 KV | T1 | LOAD
8445784 | AEP | ZONE | AEP | 5021476 | PORTERFI | 138 KV | T1 | LOAD
8445784 | AEP | ZONE | AEP | 1356152716 | PORTLND2 | 69 KV | T1 | LOAD
8445784 | AEP | ZONE | AEP | 1356152717 | PORTLND2 | 69 KV | T2 | LOAD
8445784 | AEP | ZONE | AEP | 2156113769 | POTH | 138 KV | T1 | LOAD
8445784 | AEP | ZONE | AEP | 2156113777 | POTH | 138 KV | T2 | LOAD
8445784 | AEP | ZONE | AEP | 2156113015 | POUND | 69 KV | T1 | LOAD
8445784 | AEP | ZONE | AEP | 2156113074 | POUND | 69 KV | T2 | LOAD
8445784 | AEP | ZONE | AEP | 32412289 | POWELSON | 138 KV | T1 | LOAD
8445784 | AEP | ZONE | AEP | 1666104499 | PPANTWER | 69 KV | T1 | LOAD
8445784 | AEP | ZONE | AEP | 32412291 | PPBASELN | 138 KV | T1 | LOAD
8445784 | AEP | ZONE | AEP | 32412295 | PRESTONS | 46 KV | T1 | LOAD
8445784 | AEP | ZONE | AEP | 1775813087 | PRICEIM | 69 KV | T1 | LOAD
8445784 | AEP | ZONE | AEP | 2156113368 | PRICESFO | 69 KV | MOBILE | LOAD
8445784 | AEP | ZONE | AEP | 2156113279 | PRICESFO | 69 KV | T1 | LOAD
8445784 | AEP | ZONE | AEP | 2156113463 | PRICESFO | 69 KV | T2 | LOAD
8445784 | AEP | ZONE | AEP | 32412297 | PRINCE | 69 KV | T1 | LOAD
8445784 | AEP | ZONE | AEP | 32412299 | PRINCESS | 69 KV | T1 | LOAD
8445784 | AEP | ZONE | AEP | 2156108950 | PRINCESS | 69 KV | T2 | LOAD
8445784 | AEP | ZONE | AEP | 63381273 | PROGRESS | 138 KV | T1 | LOAD
8445784 | AEP | ZONE | AEP | 65732129 | PROGRESS | 138 KV | XT2 LOAD | LOAD
8445784 | AEP | ZONE | AEP | 32412301 | PROMWAY | 138 KV | T1 | LOAD
8445784 | AEP | ZONE | AEP | 32412303 | PROMWAY | 138 KV | T2 | LOAD
8445784 | AEP | ZONE | AEP | 1666103444 | PROSSER | 69 KV | MILLEN | LOAD
8445784 | AEP | ZONE | AEP | 2156114339 | PURSESSW | 69 KV | KIMBLE | LOAD
8445784 | AEP | ZONE | AEP | 1348253928 | PUTNAMVI | 69 KV | T1 | LOAD
8445784 | AEP | ZONE | AEP | 1218905952 | PXBRANCH | 138 KV | T1 | LOAD
8445784 | AEP | ZONE | AEP | 1218905951 | PXBRANCH | 138 KV | T2 | LOAD
8445784 | AEP | ZONE | AEP | 2156109561 | QUINNAEP | 69 KV | T1 | LOAD
8445784 | AEP | ZONE | AEP | 1869179350 | QUINWOOD | 69 KV | LEIVASY | LOAD
8445784 | AEP | ZONE | AEP | 2155501898 | QUINWOOD | 69 KV | T3 | LOAD
8445784 | AEP | ZONE | AEP | 40243261 | RABER | 138 KV | T1 LOAD | LOAD
8445784 | AEP | ZONE | AEP | 2156110163 | RACCOON | 138 KV | T1 | LOAD
8445784 | AEP | ZONE | AEP | 32412309 | RACELAND | 69 KV | T1 | LOAD
8445784 | AEP | ZONE | AEP | 32412311 | RAGLAND | 138 KV | T1 | LOAD
8445784 | AEP | ZONE | AEP | 2156109017 | RAIDERSW | 69 KV | MARATHON | LOAD
8445784 | AEP | ZONE | AEP | 2156114134 | RALEIGHC | 138 KV | T1 | LOAD
8445784 | AEP | ZONE | AEP | 112586015 | RAMEY | 138 KV | T1 | LOAD
8445784 | AEP | ZONE | AEP | 1775812890 | RANDOLPH | 12 KV | TR1 | LOAD
8445784 | AEP | ZONE | AEP | 32412315 | RANDOLPH | 138 KV | T2 | LOAD
8445784 | AEP | ZONE | AEP | 2156113093 | RANDOLPH | 138 KV | T4 | LOAD
8445784 | AEP | ZONE | AEP | 2156108964 | RANNELL | 69 KV | CUMBERLD | LOAD
8445784 | AEP | ZONE | AEP | 32412317 | RAVEN | 69 KV | T1 | LOAD
8445784 | AEP | ZONE | AEP | 32412319 | RAVENSWO | 69 KV | T1 | LOAD
8445784 | AEP | ZONE | AEP | 2156111830 | RAY | 69 KV | T1 | LOAD
8445784 | AEP | ZONE | AEP | 2156111828 | RAY | 69 KV | T2 | LOAD
8445784 | AEP | ZONE | AEP | 2156108972 | REAVER | 138 KV | T4 | LOAD
8445784 | AEP | ZONE | AEP | 38367925 | REDHILL | 115 KV | REDH_AEP | LOAD
8445784 | AEP | ZONE | AEP | 32412323 | REDWARRI | 138 KV | T1 | LOAD
8445784 | AEP | ZONE | AEP | 1388602470 | REDWOOD | 138 KV | T1 | LOAD
8445784 | AEP | ZONE | AEP | 32412325 | REED | 138 KV | T1 | LOAD
8445784 | AEP | ZONE | AEP | 32412327 | REEDURBA | 138 KV | T1 | LOAD
8445784 | AEP | ZONE | AEP | 32412329 | REEDURBA | 138 KV | T2 | LOAD
8445784 | AEP | ZONE | AEP | 2156113079 | REEDY | 69 KV | T1 | LOAD
8445784 | AEP | ZONE | AEP | 1666102636 | REEDYCRE | 69 KV | T2 | LOAD
8445784 | AEP | ZONE | AEP | 106856775 | REFORM | 138 KV | REFORM1 | LOAD
8445784 | AEP | ZONE | AEP | 106856777 | REFORM | 138 KV | REFORM2 | LOAD
8445784 | AEP | ZONE | AEP | 5021489 | RENO | 138 KV | T1 | LOAD
8445784 | AEP | ZONE | AEP | 32412333 | RENSFORD | 138 KV | T1 | LOAD
8445784 | AEP | ZONE | AEP | 32412335 | REPUBLIC | 138 KV | T1 | LOAD
8445784 | AEP | ZONE | AEP | 32412337 | REPUBLIC | 138 KV | T2 | LOAD
8445784 | AEP | ZONE | AEP | 32412339 | REPUBLIC | 138 KV | T3 | LOAD
8445784 | AEP | ZONE | AEP | 2156111807 | REUSENS | 138 KV | T7 | LOAD
8445784 | AEP | ZONE | AEP | 32412345 | REUSENS | 34 KV | BLACKWAT | LOAD
8445784 | AEP | ZONE | AEP | 32412347 | REUSENS | 34 KV | GLAMORGA | LOAD
8445784 | AEP | ZONE | AEP | 2041957372 | REUSENS | 4 KV | SS | LOAD
8445784 | AEP | ZONE | AEP | 2156109024 | REXFRDSW | 69 KV | SUNOCO | LOAD
8445784 | AEP | ZONE | AEP | 2041958087 | RICHACRE | 69 KV | T1 | LOAD
8445784 | AEP | ZONE | AEP | 1123171334 | RICHLAND | 69 KV | LOAD | LOAD
8445784 | AEP | ZONE | AEP | 2156112416 | RICHLREM | 69 KV | RICHLNDS | LOAD
8445784 | AEP | ZONE | AEP | 32412355 | RICHMOND | 69 KV | T1 | LOAD
8445784 | AEP | ZONE | AEP | 1218905940 | RICKERMA | 138 KV | LOAD | LOAD
8445784 | AEP | ZONE | AEP | 2156110484 | RIDGELY | 138 KV | T1 | LOAD
8445784 | AEP | ZONE | AEP | 32412357 | RIDGEWAY | 138 KV | T1 | LOAD
8445784 | AEP | ZONE | AEP | 1869179349 | RIGGS | 138 KV | T1 | LOAD
8445784 | AEP | ZONE | AEP | 32412365 | RIO | 138 KV | T1 | LOAD
8445784 | AEP | ZONE | AEP | 1666104063 | RIO | 138 KV | T2 | LOAD
8445784 | AEP | ZONE | AEP | 32412367 | RIPLEY | 69 KV | T1 | LOAD
8445784 | AEP | ZONE | AEP | 32412369 | RIPLEY | 69 KV | T2 | LOAD
8445784 | AEP | ZONE | AEP | 2156110825 | RIPPLE | 69 KV | T1 | LOAD
8445784 | AEP | ZONE | AEP | 1552831317 | RISNGSUN | 138 KV | NCEC | LOAD
8445784 | AEP | ZONE | AEP | 2156111862 | RIVERMNT | 69 KV | T1 | LOAD
8445784 | AEP | ZONE | AEP | 2156110149 | RIVERPRT | 138 KV | AIRPD1 | LOAD
8445784 | AEP | ZONE | AEP | 2156110148 | RIVERPRT | 138 KV | AIRPD2 | LOAD
8445784 | AEP | ZONE | AEP | 2156115007 | RIVERSAP | 69 KV | TWPKN | LOAD
8445784 | AEP | ZONE | AEP | 32412371 | RIVERSIM | 138 KV | T1 | LOAD
8445784 | AEP | ZONE | AEP | 32412375 | RIVERSIM | 138 KV | T7 | LOAD
8445784 | AEP | ZONE | AEP | 2156114454 | RIVERST3 | 34.5 KV | SST-1 | LOAD
8445784 | AEP | ZONE | AEP | 2156114325 | RIVERST3 | 34.5 KV | SST-2 | LOAD
8445784 | AEP | ZONE | AEP | 5021497 | RIVERVIE | 138 KV | T1 | LOAD
8445784 | AEP | ZONE | AEP | 5021498 | RIVERVIE | 138 KV | T2 | LOAD
8445784 | AEP | ZONE | AEP | 32412377 | RIVERVIL | 138 KV | T1 | LOAD
8445784 | AEP | ZONE | AEP | 32412379 | RIVERVIL | 138 KV | T2 | LOAD
8445784 | AEP | ZONE | AEP | 32412381 | RIVERVIL | 138 KV | T3 | LOAD
8445784 | AEP | ZONE | AEP | 1218905965 | RIVERVW | 69 KV | T1 | LOAD
8445784 | AEP | ZONE | AEP | 1218905966 | RIVERVW | 69 KV | T2 | LOAD
8445784 | AEP | ZONE | AEP | 32412383 | ROANELST | 138 KV | T1 | LOAD
8445784 | AEP | ZONE | AEP | 32412385 | ROANELST | 138 KV | T2 | LOAD
8445784 | AEP | ZONE | AEP | 32412387 | ROANELST | 138 KV | T3 | LOAD
8445784 | AEP | ZONE | AEP | 32412389 | ROANOKE | 138 KV | T2 | LOAD
8445784 | AEP | ZONE | AEP | 32412393 | ROBERTS2 | 13 KV | T3 | LOAD
8445784 | AEP | ZONE | AEP | 32412395 | ROBERTS2 | 13 KV | T4 | LOAD
8445784 | AEP | ZONE | AEP | 2156114975 | ROBERTS2 | 138 KV | T1001 | LOAD
8445784 | AEP | ZONE | AEP | 2156112913 | ROBERTSV | 69 KV | T1 | LOAD
8445784 | AEP | ZONE | AEP | 1165471714 | ROBISONP | 138 KV | T3LOAD | LOAD
8445784 | AEP | ZONE | AEP | 32412397 | ROBISONP | 138 KV | T6 | LOAD
8445784 | AEP | ZONE | AEP | 32412401 | ROBISONP | 34 KV | PARNELL | LOAD
8445784 | AEP | ZONE | AEP | 2156108966 | ROBYVILL | 69 KV | T1 | LOAD
8445784 | AEP | ZONE | AEP | 2156108965 | ROBYVILL | 69 KV | T2 | LOAD
8445784 | AEP | ZONE | AEP | 32412407 | ROCKCAST | 138 KV | T1 | LOAD
8445784 | AEP | ZONE | AEP | 32412409 | ROCKCREE | 138 KV | T1 | LOAD
8445784 | AEP | ZONE | AEP | 32412411 | ROCKHILL | 138 KV | T4 | LOAD
8445784 | AEP | ZONE | AEP | 32412413 | ROCKHILL | 34 KV | BLUELICK | LOAD
8445784 | AEP | ZONE | AEP | 32412415 | ROCKHILL | 34 KV | DANACORP | LOAD
8445784 | AEP | ZONE | AEP | 32412417 | ROCKHILL | 34 KV | ELIZABET | LOAD
8445784 | AEP | ZONE | AEP | 32412419 | ROCKHILL | 34 KV | JONESCTY | LOAD
8445784 | AEP | ZONE | AEP | 32412421 | ROCKHILL | 34 KV | LOAD | LOAD
8445784 | AEP | ZONE | AEP | 32412423 | ROCKHILL | 34 KV | MWELIDA | LOAD
8445784 | AEP | ZONE | AEP | 32412425 | ROCKHILL | 34 KV | NEUBRECH | LOAD
8445784 | AEP | ZONE | AEP | 32412427 | ROCKHILL | 34 KV | ROBBAVEN | LOAD
8445784 | AEP | ZONE | AEP | 32412429 | ROCKHILL | 34 KV | WRIGHTEX | LOAD
8445784 | AEP | ZONE | AEP | 67719569 | ROCKHOUS | 138 KV | REPUBLIC | LOAD
8445784 | AEP | ZONE | AEP | 32412431 | ROCKPOR2 | 34 KV | LOAD | LOAD
8445784 | AEP | ZONE | AEP | 2156114898 | ROCKSPRG | 69 KV | CAS | LOAD
8445784 | AEP | ZONE | AEP | 2156115081 | ROCKSPRG | 69 KV | ROCKSPRI | LOAD
8445784 | AEP | ZONE | AEP | 1123171378 | RODNEY | 138 KV | BUCKEYE | LOAD
8445784 | AEP | ZONE | AEP | 32412435 | RONCEVER | 138 KV | T1T3T5 | LOAD
8445784 | AEP | ZONE | AEP | 32416401 | ROOSEVEL | 13 KV | LOAD | LOAD
8445784 | AEP | ZONE | AEP | 32412437 | ROSEHILL | 138 KV | T1 | LOAD
8445784 | AEP | ZONE | AEP | 2156113559 | ROSEMOUN | 69 KV | T1 | LOAD
8445784 | AEP | ZONE | AEP | 2156113668 | ROSEMOUN | 69 KV | T2 | LOAD
8445784 | AEP | ZONE | AEP | 1348254841 | ROSS | 138 KV | TR1 | LOAD
8445784 | AEP | ZONE | AEP | 1348254842 | ROSS | 138 KV | TR2 | LOAD
8445784 | AEP | ZONE | AEP | 135388717 | ROTHERWD | 34.5 KV | T2 | LOAD
8445784 | AEP | ZONE | AEP | 1666104473 | ROUSE | 138 KV | WASHNGTN | LOAD
8445784 | AEP | ZONE | AEP | 32412449 | ROYERTON | 138 KV | T1 | LOAD
8445784 | AEP | ZONE | AEP | 53048721 | ROZELLE | 138 KV | T1 | LOAD
8445784 | AEP | ZONE | AEP | 2156114389 | RUBYAEP | 69 KV | T1 | LOAD
8445784 | AEP | ZONE | AEP | 2156113643 | RUHLMAN | 69 KV | T1 | LOAD
8445784 | AEP | ZONE | AEP | 32412453 | RUMCREEK | 138 KV | T1 | LOAD
8445784 | AEP | ZONE | AEP | 32412455 | RURALRET | 138 KV | T1 | LOAD
8445784 | AEP | ZONE | AEP | 32412457 | RUSSEL | 69 KV | T1 | LOAD
8445784 | AEP | ZONE | AEP | 32412459 | RUSTBURG | 138 KV | T1 | LOAD
8445784 | AEP | ZONE | AEP | 32412461 | RUTH | 138 KV | T1 | LOAD
8445784 | AEP | ZONE | AEP | 32412463 | RUTLAND | 138 KV | T1 | LOAD
8445784 | AEP | ZONE | AEP | 1379257596 | RUTLAND | 138 KV | T2 | LOAD
8445784 | AEP | ZONE | AEP | 2156113790 | RVCAPITA | 138 KV | T1 | LOAD
8445784 | AEP | ZONE | AEP | 1388602471 | SABINGDN | 138 KV | T1 | LOAD
8445784 | AEP | ZONE | AEP | 2156114914 | SABINGDN | 138 KV | T2 | LOAD
8445784 | AEP | ZONE | AEP | 2156112243 | SALERNO | 138 KV | T1 | LOAD
8445784 | AEP | ZONE | AEP | 32412465 | SALISBRY | 46 KV | T1 | LOAD
8445784 | AEP | ZONE | AEP | 2156113328 | SALTCREE | 138 KV | HOLMCOOP | LOAD
8445784 | AEP | ZONE | AEP | 1348255112 | SALTFORK | 69 KV | SALT | LOAD
8445784 | AEP | ZONE | AEP | 32412473 | SALTVILL | 138 KV | T2 | LOAD
8445784 | AEP | ZONE | AEP | 32412475 | SALTVILL | 138 KV | T5 | LOAD
8445784 | AEP | ZONE | AEP | 2156112873 | SALTVILL | 34.5 KV | DISTLOAD | LOAD
8445784 | AEP | ZONE | AEP | 2156112758 | SALTVILL | 69 KV | MOBILE | LOAD
8445784 | AEP | ZONE | AEP | 2156114329 | SAMMISFE | 345 KV | CR3_AEP | LOAD
8445784 | AEP | ZONE | AEP | 2156114382 | SAMMISFE | 345 KV | CR5_AEP | LOAD
8445784 | AEP | ZONE | AEP | 2156108978 | SAMSTERD | 69 KV | AMSTERDM | LOAD
8445784 | AEP | ZONE | AEP | 1084384000 | SANDERSO | 138 KV | WEBSTER | LOAD
8445784 | AEP | ZONE | AEP | 32416403 | SANDERSO | 34 KV | DUMMYTIE | LOAD
8445784 | AEP | ZONE | AEP | 2156112625 | SANDYVAL | 69 KV | T1 | LOAD
8445784 | AEP | ZONE | AEP | 2156110156 | SARDINIA | 138 KV | T1 | LOAD
8445784 | AEP | ZONE | AEP | 93353447 | SATURN | 138 KV | INDIANCR | LOAD
8445784 | AEP | ZONE | AEP | 1218905503 | SATURN | 138 KV | XFR1 | LOAD
8445784 | AEP | ZONE | AEP | 76427723 | SAUKTR | 138 KV | TR1 | LOAD
8445784 | AEP | ZONE | AEP | 2156112757 | SAVANNAH | 69 KV | T1 | LOAD
8445784 | AEP | ZONE | AEP | 2156112969 | SAVANNAH | 69 KV | T3 | LOAD
8445784 | AEP | ZONE | AEP | 2156112707 | SAVANNAH | 69 KV | T4 | LOAD
8445784 | AEP | ZONE | AEP | 32412477 | SAWMILL | 138 KV | T1 | LOAD
8445784 | AEP | ZONE | AEP | 32412479 | SAWMILL | 138 KV | T2 | LOAD
8445784 | AEP | ZONE | AEP | 32412481 | SAWMILL | 138 KV | T3 | LOAD
8445784 | AEP | ZONE | AEP | 67719571 | SAWMILL | 138 KV | T4 | LOAD
8445784 | AEP | ZONE | AEP | 32412483 | SBALTIMO | 138 KV | T1 | LOAD
8445784 | AEP | ZONE | AEP | 2156108963 | SBELMONT | 69 KV | SBELMONT | LOAD
8445784 | AEP | ZONE | AEP | 1338420981 | SBENDAEP | 138 KV | T4 | LOAD
8445784 | AEP | ZONE | AEP | 2155501912 | SBENDAEP | 34 KV | T5 | LOAD
8445784 | AEP | ZONE | AEP | 2156111843 | SBENTON | 69 KV | T1 | LOAD
8445784 | AEP | ZONE | AEP | 1775813078 | SBERNE | 69 KV | T1 | LOAD
8445784 | AEP | ZONE | AEP | 1218905511 | SBERWICK | 69 KV | CAREY | LOAD
8445784 | AEP | ZONE | AEP | 32412487 | SBLOOMIN | 138 KV | T1 | LOAD
8445784 | AEP | ZONE | AEP | 32412489 | SBLUEFIE | 138 KV | T1 | LOAD
8445784 | AEP | ZONE | AEP | 83734347 | SBUFFALO | 12 KV | T1 | LOAD
8445784 | AEP | ZONE | AEP | 83734349 | SBUFFALO | 12 KV | T2 | LOAD
8445784 | AEP | ZONE | AEP | 83734343 | SBUFFALO | 34.5 KV | T3 | LOAD
8445784 | AEP | ZONE | AEP | 83734345 | SBUFFALO | 34.5 KV | T4 | LOAD
8445784 | AEP | ZONE | AEP | 32412497 | SBUTLER | 345 KV | T1 | LOAD
8445784 | AEP | ZONE | AEP | 32412499 | SBUTLER | 345 KV | T2 | LOAD
8445784 | AEP | ZONE | AEP | 32412501 | SBUTLER | 345 KV | T3 | LOAD
8445784 | AEP | ZONE | AEP | 1207065657 | SCADIZ | 69 KV | LOAD1 | LOAD
8445784 | AEP | ZONE | AEP | 32412505 | SCALCUTT | 69 KV | CALCUTTA | LOAD
8445784 | AEP | ZONE | AEP | 2156109325 | SCAMBRID | 69 KV | T1 | LOAD
8445784 | AEP | ZONE | AEP | 2156109324 | SCAMBRID | 69 KV | T2 | LOAD
8445784 | AEP | ZONE | AEP | 2156109326 | SCAMBRID | 69 KV | T3 | LOAD
8445784 | AEP | ZONE | AEP | 32412507 | SCANTON2 | 138 KV | T2 | LOAD
8445784 | AEP | ZONE | AEP | 1305121809 | SCANTON2 | 34 KV | LAVG | LOAD
8445784 | AEP | ZONE | AEP | 1666104443 | SCECIL | 69 KV | PORTLAND | LOAD
8445784 | AEP | ZONE | AEP | 32412509 | SCENTRAL | 138 KV | T1 | LOAD
8445784 | AEP | ZONE | AEP | 2156112803 | SCENTRAL | 138 KV | T2 | LOAD
8445784 | AEP | ZONE | AEP | 2156112796 | SCENTRAL | 138 KV | T3 | LOAD
8445784 | AEP | ZONE | AEP | 2156114982 | SCHERERS | 138 KV | T1 | LOAD
8445784 | AEP | ZONE | AEP | 2156108974 | SCHOENBR | 69 KV | T1 | LOAD
8445784 | AEP | ZONE | AEP | 1107281938 | SCHOOLCR | 69 KV | LOAD | LOAD
8445784 | AEP | ZONE | AEP | 32412515 | SCHRISTI | 138 KV | T2 | LOAD
8445784 | AEP | ZONE | AEP | 2156109025 | SCIO | 69 KV | T1 | LOAD
8445784 | AEP | ZONE | AEP | 32412517 | SCIOTOTR | 138 KV | T2 | LOAD
8445784 | AEP | ZONE | AEP | 32412521 | SCIOTOVI | 69 KV | T1 | LOAD
8445784 | AEP | ZONE | AEP | 32412527 | SCOSHOCT | 138 KV | T1 | LOAD
8445784 | AEP | ZONE | AEP | 1132285388 | SCOSHOCT | 138 KV | T4 | LOAD
8445784 | AEP | ZONE | AEP | 1132285386 | SCOSHOCT | 69 KV | LOAD | LOAD
8445784 | AEP | ZONE | AEP | 47012221 | SCOTTOWN | 138 KV | T-1 | LOAD
8445784 | AEP | ZONE | AEP | 32412533 | SCOTTSVI | 138 KV | T1T2 | LOAD
8445784 | AEP | ZONE | AEP | 32412535 | SCOTTSVI | 138 KV | T5 | LOAD
8445784 | AEP | ZONE | AEP | 1348254870 | SCUMBERL | 34 KV | CALDWELL | LOAD
8445784 | AEP | ZONE | AEP | 1207065676 | SCUMBERL | 69 KV | LOAD1 | LOAD
8445784 | AEP | ZONE | AEP | 1775813111 | SDECATUR | 69 KV | T1 | LOAD
8445784 | AEP | ZONE | AEP | 1775813112 | SDECATUR | 69 KV | T2 | LOAD
8445784 | AEP | ZONE | AEP | 1666104487 | SDELPHOS | 69 KV | T1 | LOAD
8445784 | AEP | ZONE | AEP | 32412545 | SEAMAN | 69 KV | T1 | LOAD
8445784 | AEP | ZONE | AEP | 1775813081 | SEILER | 69 KV | SEILER | LOAD
8445784 | AEP | ZONE | AEP | 32412547 | SELMAPAR | 138 KV | T1 | LOAD
8445784 | AEP | ZONE | AEP | 32412551 | SELWOOD | 138 KV | T2 | LOAD
8445784 | AEP | ZONE | AEP | 32412553 | SEVENTHS | 69 KV | T1 | LOAD
8445784 | AEP | ZONE | AEP | 32412555 | SEVENTHS | 69 KV | T2 | LOAD
8445784 | AEP | ZONE | AEP | 2156114927 | SEWAGEPL | 34.5 KV | T1 | LOAD
8445784 | AEP | ZONE | AEP | 135388719 | SEWAGEPL | 34.5 KV | T2 | LOAD
8445784 | AEP | ZONE | AEP | 98369939 | SHACKMIL | 138 KV | CONSOLCO | LOAD
8445784 | AEP | ZONE | AEP | 32412557 | SHAMROCK | 69 KV | ENGLE | LOAD
8445784 | AEP | ZONE | AEP | 32412559 | SHAMROCK | 69 KV | T1 | LOAD
8445784 | AEP | ZONE | AEP | 2156113109 | SHANNON | 138 KV | OP113 | LOAD
8445784 | AEP | ZONE | AEP | 32412561 | SHANNON | 138 KV | T1 | LOAD
8445784 | AEP | ZONE | AEP | 1218905553 | SHANNON | 138 KV | TR2 | LOAD
8445784 | AEP | ZONE | AEP | 1218905937 | SHANNON2 | 138 KV | SC_COOP | LOAD
8445784 | AEP | ZONE | AEP | 1218905936 | SHANNON2 | 138 KV | T1 | LOAD
8445784 | AEP | ZONE | AEP | 32412563 | SHARPLES | 138 KV | DTCC | LOAD
8445784 | AEP | ZONE | AEP | 32412567 | SHAWNEER | 138 KV | T1 | LOAD
8445784 | AEP | ZONE | AEP | 1666104126 | SHAWNEER | 34 KV | XF2 | LOAD
8445784 | AEP | ZONE | AEP | 32412571 | SHAWSVIL | 138 KV | T1 | LOAD
8445784 | AEP | ZONE | AEP | 32412573 | SHEFFIEL | 138 KV | T1 | LOAD
8445784 | AEP | ZONE | AEP | 32412575 | SHELBYOP | 138 KV | T1 | LOAD
8445784 | AEP | ZONE | AEP | 1132285414 | SHELBYOP | 138 KV | T2 | LOAD
8445784 | AEP | ZONE | AEP | 5021517 | SHELL | 138 KV | T1 | LOAD
8445784 | AEP | ZONE | AEP | 5021518 | SHELL | 138 KV | T2 | LOAD
8445784 | AEP | ZONE | AEP | 32412577 | SHELLOIL | 138 KV | T1 | LOAD
8445784 | AEP | ZONE | AEP | 32412579 | SHELLOIL | 138 KV | T2 | LOAD
8445784 | AEP | ZONE | AEP | 2156108968 | SHEPHERT | 69 KV | T1 | LOAD
8445784 | AEP | ZONE | AEP | 2156109557 | SHERIDAN | 138 KV | T1 | LOAD
8445784 | AEP | ZONE | AEP | 2156111899 | SHINNICK | 69 KV | T1 | LOAD
8445784 | AEP | ZONE | AEP | 1439644388 | SHOALS | 138 KV | T1 | LOAD
8445784 | AEP | ZONE | AEP | 32412583 | SHORTHIL | 138 KV | T1 | LOAD
8445784 | AEP | ZONE | AEP | 32412585 | SHORTHIL | 138 KV | T2 | LOAD
8445784 | AEP | ZONE | AEP | 1207066053 | SHREVE | 69 KV | LOAD1 | LOAD
8445784 | AEP | ZONE | AEP | 1207066054 | SHREVE | 69 KV | LOAD2 | LOAD
8445784 | AEP | ZONE | AEP | 1666104456 | SHRWOOD | 69 KV | T1 | LOAD
8445784 | AEP | ZONE | AEP | 53048723 | SHUMATE | 138 KV | PROGRESS | LOAD
8445784 | AEP | ZONE | AEP | 2156113059 | SIFFORD | 138 KV | RUBLE1 | LOAD
8445784 | AEP | ZONE | AEP | 2156113095 | SIFFORD | 138 KV | RUBLE2 | LOAD
8445784 | AEP | ZONE | AEP | 2156113716 | SILOAM | 69 KV | T1 | LOAD
8445784 | AEP | ZONE | AEP | 2155501913 | SILVERLK | 138 KV | T2 | LOAD
8445784 | AEP | ZONE | AEP | 2155501914 | SILVERLK | 138 KV | T3 | LOAD
8445784 | AEP | ZONE | AEP | 32412587 | SINKINGS | 138 KV | T1 | LOAD
8445784 | AEP | ZONE | AEP | 2156113992 | SISSON | 138 KV | MOBILE | LOAD
8445784 | AEP | ZONE | AEP | 32412589 | SISSON | 138 KV | T1 | LOAD
8445784 | AEP | ZONE | AEP | 1379257060 | SJEC | 18 KV | SS1A | LOAD
8445784 | AEP | ZONE | AEP | 1379257061 | SJEC | 18 KV | SS1B | LOAD
8445784 | AEP | ZONE | AEP | 1218905572 | SKEGGSBR | 69 KV | LOADSS | LOAD
8445784 | AEP | ZONE | AEP | 1218905573 | SKENTON | 69 KV | LOAD 1 | LOAD
8445784 | AEP | ZONE | AEP | 32412597 | SKIMMER | 69 KV | T3 | LOAD
8445784 | AEP | ZONE | AEP | 32412599 | SKINNERL | 138 KV | T1 | LOAD
8445784 | AEP | ZONE | AEP | 1666104482 | SKOSSUTH | 69 KV | KOSSUTH | LOAD
8445784 | AEP | ZONE | AEP | 32412601 | SLANCAST | 138 KV | T1 | LOAD
8445784 | AEP | ZONE | AEP | 32412603 | SLANCAST | 138 KV | T2 | LOAD
8445784 | AEP | ZONE | AEP | 32412605 | SLATE | 69 KV | T1 | LOAD
8445784 | AEP | ZONE | AEP | 2156112732 | SLATE | 69 KV | T2 | LOAD
8445784 | AEP | ZONE | AEP | 32412607 | SLUCASVI | 138 KV | T1 | LOAD
8445784 | AEP | ZONE | AEP | 32412609 | SLYNCHBU | 138 KV | T2 | LOAD
8445784 | AEP | ZONE | AEP | 32412611 | SLYNCHBU | 138 KV | T3 | LOAD
8445784 | AEP | ZONE | AEP | 32412617 | SLYNCHBU | 34 KV | ELMSTREE | LOAD
8445784 | AEP | ZONE | AEP | 32412619 | SLYNCHBU | 34 KV | GETAP | LOAD
8445784 | AEP | ZONE | AEP | 32412615 | SLYNCHBU | 69 KV | LAWYERS | LOAD
8445784 | AEP | ZONE | AEP | 2156112850 | SMALVERN | 69 KV | MALVERN | LOAD
8445784 | AEP | ZONE | AEP | 32412621 | SMILLERS | 138 KV | T1 | LOAD
8445784 | AEP | ZONE | AEP | 32412623 | SMITHERS | 46 KV | T1 | LOAD
8445784 | AEP | ZONE | AEP | 32412625 | SMITHMOU | 138 KV | T6 | LOAD
8445784 | AEP | ZONE | AEP | 2156111783 | SMORRAL | 69 KV | RIDGE | LOAD
8445784 | AEP | ZONE | AEP | 2156111794 | SMORRAL | 69 KV | T1 | LOAD
8445784 | AEP | ZONE | AEP | 32412627 | SMYTH | 138 KV | T1 | LOAD
8445784 | AEP | ZONE | AEP | 32412629 | SMYTH | 138 KV | T2 | LOAD
8445784 | AEP | ZONE | AEP | 2156114597 | SNAGFORK | 138 KV | BIGSANDY | LOAD
8445784 | AEP | ZONE | AEP | 32412631 | SNEAL | 69 KV | T1 | LOAD
8445784 | AEP | ZONE | AEP | 32412633 | SNEAL | 69 KV | T2 | LOAD
8445784 | AEP | ZONE | AEP | 2156113713 | SNOWBERR | 69 KV | HARBISON | LOAD
8445784 | AEP | ZONE | AEP | 2156114090 | SOAPSTON | 138 KV | T1 | LOAD
8445784 | AEP | ZONE | AEP | 32412635 | SODUS | 138 KV | T1 | LOAD
8445784 | AEP | ZONE | AEP | 93353449 | SOFTSHEL | 138 KV | T1 | LOAD
8445784 | AEP | ZONE | AEP | 2156112105 | SOLIDA | 138 KV | T1 | LOAD
8445784 | AEP | ZONE | AEP | 2041958117 | SOLITE | 69 KV | T1 | LOAD
8445784 | AEP | ZONE | AEP | 1439645862 | SOLIVESW | 138 KV | SOLIVE | LOAD
8445784 | AEP | ZONE | AEP | 2156108953 | SOMERTON | 69 KV | SOMERTON | LOAD
8445784 | AEP | ZONE | AEP | 1369001029 | SORENSON | 138 KV | T4 | LOAD
8445784 | AEP | ZONE | AEP | 32412639 | SOURWOOD | 138 KV | T1 | LOAD
8445784 | AEP | ZONE | AEP | 2156113585 | SOUSHORE | 69 KV | T1 | LOAD
8445784 | AEP | ZONE | AEP | 32413151 | SOUTHERL | 69 KV | A | LOAD
8445784 | AEP | ZONE | AEP | 1107282007 | SOUTHHAV | 69 KV | LOAD1 | LOAD
8445784 | AEP | ZONE | AEP | 1107282008 | SOUTHHAV | 69 KV | LOAD2 | LOAD
8445784 | AEP | ZONE | AEP | 1388602783 | SOUTHHAV | 69 KV | T4 | LOAD
8445784 | AEP | ZONE | AEP | 123900943 | SOUTHRID | 138 KV | T-12KV | LOAD
8445784 | AEP | ZONE | AEP | 2156109013 | SPARROW | 69 KV | MARKWEST | LOAD
8445784 | AEP | ZONE | AEP | 2156112646 | SPARTASW | 69 KV | MARATHON | LOAD
8445784 | AEP | ZONE | AEP | 32412643 | SPEEDWAY | 138 KV | T1 | LOAD
8445784 | AEP | ZONE | AEP | 2156108983 | SPEIDEL | 69 KV | HANNACOL | LOAD
8445784 | AEP | ZONE | AEP | 48934011 | SPENCERD | 138 KV | BUCKCOAL | LOAD
8445784 | AEP | ZONE | AEP | 32412645 | SPICEWOO | 138 KV | T1 | LOAD
8445784 | AEP | ZONE | AEP | 1084383671 | SPIKEVIL | 69 KV | T1-LOAD | LOAD
8445784 | AEP | ZONE | AEP | 32412649 | SPOINT | 138 KV | T2 | LOAD
8445784 | AEP | ZONE | AEP | 32412653 | SPOINT | 138 KV | T6 | LOAD
8445784 | AEP | ZONE | AEP | 2156110833 | SPOINT | 34.5 KV | LOAD | LOAD
8445784 | AEP | ZONE | AEP | 1356152189 | SPORNAEP | 13.2 KV | 4T | LOAD
8445784 | AEP | ZONE | AEP | 1356152188 | SPORNAEP | 13.2 KV | BT | LOAD
8445784 | AEP | ZONE | AEP | 2156109555 | SPORNAEP | 138 KV | 103 | LOAD
8445784 | AEP | ZONE | AEP | 93353451 | SPORNAEP | 138 KV | CLINELD | LOAD
8445784 | AEP | ZONE | AEP | 32412661 | SPRIGG | 138 KV | T1 | LOAD
8445784 | AEP | ZONE | AEP | 32412663 | SPRIGG | 138 KV | T4 | LOAD
8445784 | AEP | ZONE | AEP | 32412665 | SPRIGG | 138 KV | T5 | LOAD
8445784 | AEP | ZONE | AEP | 32412667 | SPRINCET | 138 KV | T1 | LOAD
8445784 | AEP | ZONE | AEP | 32412669 | SPRINCET | 138 KV | T2 | LOAD
8445784 | AEP | ZONE | AEP | 32412671 | SPRINGCR | 138 KV | T1 | LOAD
8445784 | AEP | ZONE | AEP | 32412673 | SPRINGCR | 138 KV | T2 | LOAD
8445784 | AEP | ZONE | AEP | 98369915 | SPRNGRD1 | 138 KV | T1 | LOAD
8445784 | AEP | ZONE | AEP | 98369917 | SPRNGRD1 | 138 KV | T2 | LOAD
8445784 | AEP | ZONE | AEP | 32412675 | SPYRUN | 138 KV | T1 | LOAD
8445784 | AEP | ZONE | AEP | 1379256959 | SPYRUN | 138 KV | T4 | LOAD
8445784 | AEP | ZONE | AEP | 1775812927 | SPYRUN | 138 KV | T5 | LOAD
8445784 | AEP | ZONE | AEP | 32412677 | SPYRUN | 34 KV | FULTONIM | LOAD
8445784 | AEP | ZONE | AEP | 32412679 | SPYRUN | 34 KV | SPYRUN34 | LOAD
8445784 | AEP | ZONE | AEP | 1666104450 | SRICESW | 69 KV | CONT | LOAD
8445784 | AEP | ZONE | AEP | 32412681 | SSIDE | 138 KV | T1 | LOAD
8445784 | AEP | ZONE | AEP | 2156112470 | SSUMMITV | 69 KV | T1 | LOAD
8445784 | AEP | ZONE | AEP | 32412683 | STALBANS | 138 KV | T1 | LOAD
8445784 | AEP | ZONE | AEP | 2156112960 | STANLEYC | 69 KV | REPUBLIC | LOAD
8445784 | AEP | ZONE | AEP | 2156112857 | STANLEYC | 69 KV | T2 | LOAD
8445784 | AEP | ZONE | AEP | 2041958096 | STANLYTN | 69 KV | T1 | LOAD
8445784 | AEP | ZONE | AEP | 1552830481 | STANVILL | 138 KV | T1 | LOAD
8445784 | AEP | ZONE | AEP | 1552830482 | STANVILL | 138 KV | T2 | LOAD
8445784 | AEP | ZONE | AEP | 32412685 | STARKEY | 138 KV | T1 | LOAD
8445784 | AEP | ZONE | AEP | 61482255 | STARKEY | 138 KV | T2 | LOAD
8445784 | AEP | ZONE | AEP | 32412687 | STATEOPC | 69 KV | T1 | LOAD
8445784 | AEP | ZONE | AEP | 2156114231 | STATESTR | 138 KV | MOBILE | LOAD
8445784 | AEP | ZONE | AEP | 32412689 | STATESTR | 138 KV | T1 | LOAD
8445784 | AEP | ZONE | AEP | 32412691 | STCLAIR2 | 138 KV | T2 | LOAD
8445784 | AEP | ZONE | AEP | 32412693 | STCLAIR2 | 138 KV | T3 | LOAD
8445784 | AEP | ZONE | AEP | 32412695 | STCLAIRA | 69 KV | T1 | LOAD
8445784 | AEP | ZONE | AEP | 2156108967 | STCLAIRS | 69 KV | T1 | LOAD
8445784 | AEP | ZONE | AEP | 1132285487 | STEAMTOW | 138 KV | T1 | LOAD
8445784 | AEP | ZONE | AEP | 1165471906 | STEAMTOW | 138 KV | T2 | LOAD
8445784 | AEP | ZONE | AEP | 1165471907 | STEAMTOW | 138 KV | T3 | LOAD
8445784 | AEP | ZONE | AEP | 1348254902 | STEAMTOW | 138 KV | T4 | LOAD
8445784 | AEP | ZONE | AEP | 32412697 | STELZER | 138 KV | T1 | LOAD
8445784 | AEP | ZONE | AEP | 32412699 | STELZER | 138 KV | T2 | LOAD
8445784 | AEP | ZONE | AEP | 1348255094 | STEMPLE | 18 KV | SS1 | LOAD
8445784 | AEP | ZONE | AEP | 1348255095 | STEMPLE | 18 KV | SS2 | LOAD
8445784 | AEP | ZONE | AEP | 2156109320 | STERLING | 138 KV | T3 | LOAD
8445784 | AEP | ZONE | AEP | 2156109319 | STERLING | 138 KV | T4 | LOAD
8445784 | AEP | ZONE | AEP | 65732131 | STEUBENV | 69 KV | LOAD1 | LOAD
8445784 | AEP | ZONE | AEP | 1338421078 | STEVENSV | 69 KV | T1 | LOAD
8445784 | AEP | ZONE | AEP | 1338421077 | STEVENSV | 69 KV | T2 | LOAD
8445784 | AEP | ZONE | AEP | 32412711 | STGEORG | 69 KV | T1 | LOAD
8445784 | AEP | ZONE | AEP | 76427725 | STIMKEN | 138 KV | LD1 | LOAD
8445784 | AEP | ZONE | AEP | 76427727 | STIMKEN | 138 KV | LD2 | LOAD
8445784 | AEP | ZONE | AEP | 76427729 | STIMKEN | 138 KV | LD3 | LOAD
8445784 | AEP | ZONE | AEP | 76427731 | STIMKEN | 138 KV | LD4 | LOAD
8445784 | AEP | ZONE | AEP | 1356152719 | STINGER | 138 KV | T1 | LOAD
8445784 | AEP | ZONE | AEP | 1292906347 | STINNETT | 161 KV | T1 LOAD | LOAD
8445784 | AEP | ZONE | AEP | 1292906348 | STINNETT | 161 KV | T2 LOAD | LOAD
8445784 | AEP | ZONE | AEP | 1666103435 | STJOETAP | 69 KV | T1 | LOAD
8445784 | AEP | ZONE | AEP | 32412721 | STOCKTO2 | 138 KV | T1 | LOAD
8445784 | AEP | ZONE | AEP | 32412723 | STONE | 138 KV | T1 | LOAD
8445784 | AEP | ZONE | AEP | 32412725 | STONEBRA | 138 KV | LX1 | LOAD
8445784 | AEP | ZONE | AEP | 32412727 | STONEBRA | 138 KV | LX2 | LOAD
8445784 | AEP | ZONE | AEP | 1379256965 | STONELAK | 69 KV | T1 | LOAD
8445784 | AEP | ZONE | AEP | 32412729 | STONELAK | 69 KV | T2 | LOAD
8445784 | AEP | ZONE | AEP | 1379257891 | STONESTR | 69 KV | BIRCHARD | LOAD
8445784 | AEP | ZONE | AEP | 1379257890 | STONESTR | 69 KV | SBC | LOAD
8445784 | AEP | ZONE | AEP | 1379257889 | STONESTR | 69 KV | T2 | LOAD
8445784 | AEP | ZONE | AEP | 1379257892 | STONESTR | 69 KV | T3 | LOAD
8445784 | AEP | ZONE | AEP | 1552831316 | STONPLSW | 138 KV | STONE | LOAD
8445784 | AEP | ZONE | AEP | 32412737 | STORONT2 | 69 KV | EUCLITAP | LOAD
8445784 | AEP | ZONE | AEP | 32412741 | STOTESBU | 138 KV | T1 | LOAD
8445784 | AEP | ZONE | AEP | 2156113549 | STOUTSW | 69 KV | DOV_CHEM | LOAD
8445784 | AEP | ZONE | AEP | 67719573 | STRABURG | 138 KV | T1LOAD | LOAD
8445784 | AEP | ZONE | AEP | 32412743 | STRATTON | 69 KV | T1 | LOAD
8445784 | AEP | ZONE | AEP | 2156110462 | STRAWBOA | 69 KV | T1 | LOAD
8445784 | AEP | ZONE | AEP | 32412745 | STROUDSR | 138 KV | T1 | LOAD
8445784 | AEP | ZONE | AEP | 32412747 | STROUDSR | 138 KV | T2 | LOAD
8445784 | AEP | ZONE | AEP | 2041958113 | STUARTAP | 69 KV | T1 | LOAD
8445784 | AEP | ZONE | AEP | 2041958111 | STUARTAP | 69 KV | T2 | LOAD
8445784 | AEP | ZONE | AEP | 32412749 | STUBYROA | 69 KV | T1 | LOAD
8445784 | AEP | ZONE | AEP | 32412751 | STUDEBAK | 138 KV | T1 | LOAD
8445784 | AEP | ZONE | AEP | 32412753 | STUDEBAK | 138 KV | T3 | LOAD
8445784 | AEP | ZONE | AEP | 57967545 | STUDEBAK | 138 KV | T4 | LOAD
8445784 | AEP | ZONE | AEP | 1107282076 | STULLRUN | 138 KV | CONSOL | LOAD
8445784 | AEP | ZONE | AEP | 1183223583 | STURGIS | 69 KV | BTM | LOAD
8445784 | AEP | ZONE | AEP | 2156111801 | SUGARCRT | 138 KV | T1 | LOAD
8445784 | AEP | ZONE | AEP | 2156111788 | SUGARCRT | 69 KV | T2 | LOAD
8445784 | AEP | ZONE | AEP | 2156113744 | SUGARHIL | 69 KV | FRIENDSH | LOAD
8445784 | AEP | ZONE | AEP | 2156113692 | SUGARHIL | 69 KV | T1 | LOAD
8445784 | AEP | ZONE | AEP | 32412763 | SULLGARD | 138 KV | T1 | LOAD
8445784 | AEP | ZONE | AEP | 1439644226 | SULLGARD | 138 KV | T2 | LOAD
8445784 | AEP | ZONE | AEP | 32412769 | SULPHURS | 138 KV | T1 | LOAD
8445784 | AEP | ZONE | AEP | 1379257897 | SUMAC | 138 KV | T4 | LOAD
8445784 | AEP | ZONE | AEP | 1379257898 | SUMAC | 138 KV | T5 | LOAD
8445784 | AEP | ZONE | AEP | 2156108955 | SUMMERFI | 69 KV | SUMMERFI | LOAD
8445784 | AEP | ZONE | AEP | 2156108954 | SUMMERFI | 69 KV | TEXASEST | LOAD
8445784 | AEP | ZONE | AEP | 2156108999 | SUMMERHI | 69 KV | T1 | LOAD
8445784 | AEP | ZONE | AEP | 32412773 | SUMMIT | 138 KV | T1 | LOAD
8445784 | AEP | ZONE | AEP | 32412775 | SUMMIT | 138 KV | T2 | LOAD
8445784 | AEP | ZONE | AEP | 2156112788 | SUMMITVI | 69 KV | T1 | LOAD
8445784 | AEP | ZONE | AEP | 32412777 | SUNBURY2 | 138 KV | T1 | LOAD
8445784 | AEP | ZONE | AEP | 1666104493 | SUNDAY | 138 KV | TRIMBLE | LOAD
8445784 | AEP | ZONE | AEP | 32412779 | SUNDIAL | 138 KV | T1 | LOAD
8445784 | AEP | ZONE | AEP | 32412781 | SUNNYSOP | 138 KV | T4 | LOAD
8445784 | AEP | ZONE | AEP | 32412783 | SUNNYSOP | 138 KV | T5 | LOAD
8445784 | AEP | ZONE | AEP | 32412785 | SUNNYSOP | 138 KV | T6 | LOAD
8445784 | AEP | ZONE | AEP | 2156112823 | SUNNYSOP | 69 KV | SHERRICK | LOAD
8445784 | AEP | ZONE | AEP | 1067161702 | SUNSCAPE | 138 KV | XT1 | LOAD
8445784 | AEP | ZONE | AEP | 1666104506 | SVANWERT | 69 KV | T1 | LOAD
8445784 | AEP | ZONE | AEP | 1666104505 | SVANWERT | 69 KV | T2 | LOAD
8445784 | AEP | ZONE | AEP | 32412787 | SWANSON | 69 KV | T1 | LOAD
8445784 | AEP | ZONE | AEP | 32412789 | SWANSON | 69 KV | T2 | LOAD
8445784 | AEP | ZONE | AEP | 2156114904 | SWEETRUN | 69 KV | MARKWEST | LOAD
8445784 | AEP | ZONE | AEP | 32412791 | SWITCHBA | 138 KV | T2 | LOAD
8445784 | AEP | ZONE | AEP | 32412793 | SWITZER | 138 KV | T1 | LOAD
8445784 | AEP | ZONE | AEP | 32412795 | TACKETTC | 138 KV | T1 | LOAD
8445784 | AEP | ZONE | AEP | 2156109895 | TAMSMOUN | 138 KV | T2 | LOAD
8445784 | AEP | ZONE | AEP | 32412799 | TANKHILL | 138 KV | T1 | LOAD
8445784 | AEP | ZONE | AEP | 2156110815 | TANKHILL | 138 KV | T2 | LOAD
8445784 | AEP | ZONE | AEP | 32412801 | TAYLOR2 | 138 KV | T1 | LOAD
8445784 | AEP | ZONE | AEP | 2156114992 | TAYLOR2 | 138 KV | T2 | LOAD
8445784 | AEP | ZONE | AEP | 32412803 | TAZEWELL | 138 KV | T1 | LOAD
8445784 | AEP | ZONE | AEP | 32412805 | TAZEWELL | 138 KV | T3 | LOAD
8445784 | AEP | ZONE | AEP | 32412807 | TEAYS | 69 KV | T1 | LOAD
8445784 | AEP | ZONE | AEP | 93353453 | TECHDRIV | 138 KV | XT1L | LOAD
8445784 | AEP | ZONE | AEP | 32412809 | TENNESSE | 138 KV | T1 | LOAD
8445784 | AEP | ZONE | AEP | 32412811 | TENNESSE | 138 KV | T2 | LOAD
8445784 | AEP | ZONE | AEP | 32412813 | TENNESSE | 138 KV | T3 | LOAD
8445784 | AEP | ZONE | AEP | 32412815 | TENNESSE | 138 KV | T4 | LOAD
8445784 | AEP | ZONE | AEP | 2156114294 | TEUTSCH | 69 KV | T1 | LOAD
8445784 | AEP | ZONE | AEP | 32412817 | TEXASBER | 138 KV | T1 | LOAD
8445784 | AEP | ZONE | AEP | 32412819 | TEXASBER | 138 KV | T2 | LOAD
8445784 | AEP | ZONE | AEP | 32412821 | TEXASEAS | 138 KV | T1 | LOAD
8445784 | AEP | ZONE | AEP | 32412823 | TEXASEAS | 138 KV | T2 | LOAD
8445784 | AEP | ZONE | AEP | 32412825 | THAYER | 138 KV | T1 | LOAD
8445784 | AEP | ZONE | AEP | 1123171599 | THAYER | 138 KV | T2 | LOAD
8445784 | AEP | ZONE | AEP | 2156112813 | THIRDSTR | 69 KV | T12 | LOAD
8445784 | AEP | ZONE | AEP | 32412829 | THORNTON | 138 KV | T1 | LOAD
8445784 | AEP | ZONE | AEP | 1207065866 | THORNTON | 138 KV | T2 | LOAD
8445784 | AEP | ZONE | AEP | 1248984095 | THORNWD | 138 KV | T1 | LOAD
8445784 | AEP | ZONE | AEP | 1379256636 | THOROFSS | 138 KV | BROADRUN | LOAD
8445784 | AEP | ZONE | AEP | 1379256638 | THOROFSS | 138 KV | COBB | LOAD
8445784 | AEP | ZONE | AEP | 1379256637 | THOROFSS | 138 KV | MORRISBR | LOAD
8445784 | AEP | ZONE | AEP | 1775812613 | THORPE | 138 KV | THORPE | LOAD
8445784 | AEP | ZONE | AEP | 32412831 | THREEOAK | 69 KV | T1 | LOAD
8445784 | AEP | ZONE | AEP | 61482257 | TIDD_AEP | 138 KV | FGD A | LOAD
8445784 | AEP | ZONE | AEP | 61482259 | TIDD_AEP | 138 KV | FGD B | LOAD
8445784 | AEP | ZONE | AEP | 51519919 | TIDD_AEP | 138 KV | T13 | LOAD
8445784 | AEP | ZONE | AEP | 51519921 | TIDD_AEP | 138 KV | T14 | LOAD
8445784 | AEP | ZONE | AEP | 51519923 | TIDD_AEP | 138 KV | T301 | LOAD
8445784 | AEP | ZONE | AEP | 65732133 | TIDD_AEP | 69 KV | LOAD1 | LOAD
8445784 | AEP | ZONE | AEP | 32412843 | TILLMAN | 138 KV | T1 | LOAD
8445784 | AEP | ZONE | AEP | 1775812467 | TILLMAN | 138 KV | T2 | LOAD
8445784 | AEP | ZONE | AEP | 1067161739 | TILTONS2 | 69 KV | LOAD | LOAD
8445784 | AEP | ZONE | AEP | 32412847 | TIMKEN | 138 KV | T1 | LOAD
8445784 | AEP | ZONE | AEP | 32412849 | TIMKEN | 138 KV | T2 | LOAD
8445784 | AEP | ZONE | AEP | 32412851 | TIMKEN | 138 KV | T3 | LOAD
8445784 | AEP | ZONE | AEP | 51519925 | TIMKEN | 138 KV | T4 | LOAD
8445784 | AEP | ZONE | AEP | 2156108947 | TOLER | 138 KV | DYNAMIC | LOAD
8445784 | AEP | ZONE | AEP | 32412853 | TOPMOST | 138 KV | T1 | LOAD
8445784 | AEP | ZONE | AEP | 32412855 | TORREY | 138 KV | T1 | LOAD
8445784 | AEP | ZONE | AEP | 32412857 | TORREY | 138 KV | T2 | LOAD
8445784 | AEP | ZONE | AEP | 32412859 | TORREY | 138 KV | T4 | LOAD
8445784 | AEP | ZONE | AEP | 2156112682 | TOWHEES | 69 KV | PAINTCRE | LOAD
8445784 | AEP | ZONE | AEP | 1439644393 | TOWNCRK | 138 KV | T1 | LOAD
8445784 | AEP | ZONE | AEP | 32412863 | TRABUE | 138 KV | T1 | LOAD
8445784 | AEP | ZONE | AEP | 32412865 | TRABUE | 138 KV | T2 | LOAD
8445784 | AEP | ZONE | AEP | 32412867 | TRABUE | 138 KV | T3 | LOAD
8445784 | AEP | ZONE | AEP | 1305120818 | TRAILFOR | 138 KV | PINNACLE | LOAD
8445784 | AEP | ZONE | AEP | 32412869 | TRAILFOR | 138 KV | T1 | LOAD
8445784 | AEP | ZONE | AEP | 2156112110 | TRAILSW | 69 KV | T1 | LOAD
8445784 | AEP | ZONE | AEP | 1388602468 | TRAMMEL | 69 KV | T1LOAD | LOAD
8445784 | AEP | ZONE | AEP | 2156113903 | TRAPHILL | 138 KV | T1 | LOAD
8445784 | AEP | ZONE | AEP | 32412871 | TRENT | 138 KV | T1 | LOAD
8445784 | AEP | ZONE | AEP | 32412875 | TRIER | 138 KV | T1 | LOAD
8445784 | AEP | ZONE | AEP | 2156112520 | TRILAKES | 69 KV | SHRINER | LOAD
8445784 | AEP | ZONE | AEP | 2156112412 | TRILAKES | 69 KV | UMMEL | LOAD
8445784 | AEP | ZONE | AEP | 2156110150 | TRINTY | 69 KV | T2 | LOAD
8445784 | AEP | ZONE | AEP | 2155501903 | TRINTY | 69 KV | WHEATLND | LOAD
8445784 | AEP | ZONE | AEP | 2156113683 | TULIPRD | 69 KV | T1 | LOAD
8445784 | AEP | ZONE | AEP | 32412877 | TURNER | 138 KV | T4 | LOAD
8445784 | AEP | ZONE | AEP | 32412881 | TURNER | 138 KV | T6 | LOAD
8445784 | AEP | ZONE | AEP | 1379257893 | TUSCANY | 138 KV | T1 | LOAD
8445784 | AEP | ZONE | AEP | 1379257894 | TUSCANY | 138 KV | T2 | LOAD
8445784 | AEP | ZONE | AEP | 2156110146 | TWELVEPO | 13 KV | AUX1 | LOAD
8445784 | AEP | ZONE | AEP | 2156110145 | TWELVEPO | 13 KV | AUX2 | LOAD
8445784 | AEP | ZONE | AEP | 1218906019 | TWENTYMI | 69 KV | LOAD1 | LOAD
8445784 | AEP | ZONE | AEP | 1097725880 | TWINBRAN | 138 KV | LOAD | LOAD
8445784 | AEP | ZONE | AEP | 2156113981 | TYGART | 69 KV | T1 | LOAD
8445784 | AEP | ZONE | AEP | 2156111865 | UNCAPSW | 69 KV | UNCAPHER | LOAD
8445784 | AEP | ZONE | AEP | 32412885 | UNIONCA8 | 138 KV | LT1 | LOAD
8445784 | AEP | ZONE | AEP | 32412887 | UNIONCAM | 138 KV | T1 | LOAD
8445784 | AEP | ZONE | AEP | 32412889 | UNIONCAM | 138 KV | T2 | LOAD
8445784 | AEP | ZONE | AEP | 32412891 | UNIONCAM | 138 KV | T3 | LOAD
8445784 | AEP | ZONE | AEP | 32412893 | UNIONCAM | 138 KV | T4 | LOAD
8445784 | AEP | ZONE | AEP | 2156112749 | UNIONMSW | 69 KV | UNIONMFG | LOAD
8445784 | AEP | ZONE | AEP | 32412895 | UNIVERS2 | 69 KV | T1 | LOAD
8445784 | AEP | ZONE | AEP | 32412897 | UNIVERS2 | 69 KV | T2 | LOAD
8445784 | AEP | ZONE | AEP | 1775813067 | UPLAND | 69 KV | T1 | LOAD
8445784 | AEP | ZONE | AEP | 1218905960 | UPPERSAN | 69 KV | T4 | LOAD
8445784 | AEP | ZONE | AEP | 32412901 | URWNEWTN | 138 KV | T1 | LOAD
8445784 | AEP | ZONE | AEP | 2041958102 | USGYPSUM | 69 KV | WOODFIBR | LOAD
8445784 | AEP | ZONE | AEP | 2156113235 | UTICAAEP | 69 KV | T1 | LOAD
8445784 | AEP | ZONE | AEP | 32412903 | VALLEYGR | 138 KV | T1 | LOAD
8445784 | AEP | ZONE | AEP | 32412909 | VALLEYIM | 34 KV | GLENWTAP | LOAD
8445784 | AEP | ZONE | AEP | 1356152655 | VANBUREN | 12 KV | 12KV | LOAD
8445784 | AEP | ZONE | AEP | 2156114260 | VANBUREN | 69 KV | T3 | LOAD
8445784 | AEP | ZONE | AEP | 32413155 | VANCEBUR | 138 KV | LOAD | LOAD
8445784 | AEP | ZONE | AEP | 32412915 | VANDALPM | 69 KV | T1 | LOAD
8445784 | AEP | ZONE | AEP | 1666104491 | VANWERT | 69 KV | T1 | LOAD
8445784 | AEP | ZONE | AEP | 1666104490 | VANWERT | 69 KV | T2 | LOAD
8445784 | AEP | ZONE | AEP | 2156110473 | VASSELL | 138 KV | T8 | LOAD
8445784 | AEP | ZONE | AEP | 2156112840 | VECTORSW | 69 KV | T1 | LOAD
8445784 | AEP | ZONE | AEP | 32412917 | VICCO | 138 KV | T1 | LOAD
8445784 | AEP | ZONE | AEP | 32412919 | VICKER | 138 KV | T1 | LOAD
8445784 | AEP | ZONE | AEP | 1439645861 | VIGO | 69 KV | T1 | LOAD
8445784 | AEP | ZONE | AEP | 2156111397 | VIKINGSW | 138 KV | T1 | LOAD
8445784 | AEP | ZONE | AEP | 32412921 | VINE | 138 KV | T1 | LOAD
8445784 | AEP | ZONE | AEP | 32412923 | VINE | 138 KV | T2 | LOAD
8445784 | AEP | ZONE | AEP | 32412925 | VINE | 138 KV | T3 | LOAD
8445784 | AEP | ZONE | AEP | 2156109562 | VINTAGE | 69 KV | T1 | LOAD
8445784 | AEP | ZONE | AEP | 32412927 | VINTON | 138 KV | T1 | LOAD
8445784 | AEP | ZONE | AEP | 32412929 | VINTON | 138 KV | T2 | LOAD
8445784 | AEP | ZONE | AEP | 98369943 | VIRGINIA | 13 KV | SSLOAD | LOAD
8445784 | AEP | ZONE | AEP | 1666103455 | VULCRAFT | 69 KV | T1 | LOAD
8445784 | AEP | ZONE | AEP | 1775813109 | WABASHAV | 69 KV | T1 | LOAD
8445784 | AEP | ZONE | AEP | 32412931 | WAGENHAL | 138 KV | T1 | LOAD
8445784 | AEP | ZONE | AEP | 2156112890 | WAGENHAL | 23 KV | DISTLOAD | LOAD
8445784 | AEP | ZONE | AEP | 2156112898 | WAGENHAL | 69 KV | MAHONING | LOAD
8445784 | AEP | ZONE | AEP | 2156112921 | WAGENHAL | 69 KV | WLOUISVI | LOAD
8445784 | AEP | ZONE | AEP | 2156111396 | WAKATOMI | 138 KV | T1 | LOAD
8445784 | AEP | ZONE | AEP | 32412937 | WAKEFIEL | 138 KV | T1 | LOAD
8445784 | AEP | ZONE | AEP | 2156111888 | WALDO | 69 KV | T1 | LOAD
8445784 | AEP | ZONE | AEP | 32412939 | WALKERFO | 69 KV | T1 | LOAD
8445784 | AEP | ZONE | AEP | 135388721 | WALLEN | 138 KV | LOAD XT3 | LOAD
8445784 | AEP | ZONE | AEP | 78711749 | WALLEN | 138 KV | LOAD XT4 | LOAD
8445784 | AEP | ZONE | AEP | 1183223688 | WALLEN | 34.5 KV | LOAD | LOAD
8445784 | AEP | ZONE | AEP | 1183223687 | WALLEN | 69 KV | WOODLND | LOAD
8445784 | AEP | ZONE | AEP | 2156111874 | WALLENDA | 69 KV | AMSDEN | LOAD
8445784 | AEP | ZONE | AEP | 1356153534 | WALLENDA | 69 KV | POET | LOAD
8445784 | AEP | ZONE | AEP | 32412943 | WALNUTAV | 69 KV | T1 | LOAD
8445784 | AEP | ZONE | AEP | 32412945 | WALNUTAV | 69 KV | T2 | LOAD
8445784 | AEP | ZONE | AEP | 1666104500 | WAPAKONE | 69 KV | CITYWAPA | LOAD
8445784 | AEP | ZONE | AEP | 1084383841 | WAREROAD | 138 KV | LOADT1 | LOAD
8445784 | AEP | ZONE | AEP | 106856779 | WARNERSS | 138 KV | ALLOYS | LOAD
8445784 | AEP | ZONE | AEP | 1775813089 | WARRENIM | 69 KV | T1 | LOAD
8445784 | AEP | ZONE | AEP | 1107282184 | WARTONHI | 138 KV | CONSOL | LOAD
8445784 | AEP | ZONE | AEP | 1107282185 | WARTONHI | 138 KV | MARKWEST | LOAD
8445784 | AEP | ZONE | AEP | 1318135487 | WARWOOD | 69 KV | T1 | LOAD
8445784 | AEP | ZONE | AEP | 1318135486 | WARWOOD | 69 KV | T2 | LOAD
8445784 | AEP | ZONE | AEP | 32412947 | WASENA | 69 KV | T1 | LOAD
8445784 | AEP | ZONE | AEP | 2155501897 | WASHING2 | 46 KV | T4 | LOAD
8445784 | AEP | ZONE | AEP | 2155501895 | WASHING2 | 46 KV | T5 | LOAD
8445784 | AEP | ZONE | AEP | 2155501893 | WASHING2 | 46 KV | T6 | LOAD
8445784 | AEP | ZONE | AEP | 2155501896 | WASHING2 | 46 KV | T7 | LOAD
8445784 | AEP | ZONE | AEP | 2156108982 | WATERTWR | 69 KV | OHVACOAL | LOAD
8445784 | AEP | ZONE | AEP | 32412965 | WAVERLY2 | 138 KV | T1 | LOAD
8445784 | AEP | ZONE | AEP | 32412967 | WAVERLY2 | 138 KV | T2 | LOAD
8445784 | AEP | ZONE | AEP | 1388603540 | WAVERLY2 | 138 KV | T3 | LOAD
8445784 | AEP | ZONE | AEP | 1388603541 | WAVERLY2 | 138 KV | T4 | LOAD
8445784 | AEP | ZONE | AEP | 32412969 | WAYNEDAL | 138 KV | T1 | LOAD
8445784 | AEP | ZONE | AEP | 1348254279 | WAYNEDAL | 138 KV | T2 | LOAD
8445784 | AEP | ZONE | AEP | 32412971 | WAYNETRA | 138 KV | T1 | LOAD
8445784 | AEP | ZONE | AEP | 32412973 | WAYVIEW | 138 KV | T1 | LOAD
8445784 | AEP | ZONE | AEP | 32412975 | WAYVIEW | 138 KV | T2 | LOAD
8445784 | AEP | ZONE | AEP | 2156110154 | WBASHAN | 69 KV | T1 | LOAD
8445784 | AEP | ZONE | AEP | 2041957771 | WBASSETT | 34.5 KV | T2 | LOAD
8445784 | AEP | ZONE | AEP | 1356153527 | WBELLVIL | 69 KV | BELLVILE | LOAD
8445784 | AEP | ZONE | AEP | 2156108995 | WBOWERST | 69 KV | LEESVILE | LOAD
8445784 | AEP | ZONE | AEP | 2156108985 | WBYESVIL | 69 KV | T1 | LOAD
8445784 | AEP | ZONE | AEP | 2156108984 | WBYESVIL | 69 KV | T2 | LOAD
8445784 | AEP | ZONE | AEP | 32412981 | WCAMBRI2 | 138 KV | T1 | LOAD
8445784 | AEP | ZONE | AEP | 1067161815 | WCAMPUS | 138 KV | OSU7 LD | LOAD
8445784 | AEP | ZONE | AEP | 1067161816 | WCAMPUS | 138 KV | OSU8 LD | LOAD
8445784 | AEP | ZONE | AEP | 1067161817 | WCAMPUS | 138 KV | OSU9 LD | LOAD
8445784 | AEP | ZONE | AEP | 32412985 | WCANTON | 138 KV | T1 | LOAD
8445784 | AEP | ZONE | AEP | 32412989 | WCANTON | 138 KV | T3 | LOAD
8445784 | AEP | ZONE | AEP | 2156112834 | WCANTON | 69 KV | SPARE | LOAD
8445784 | AEP | ZONE | AEP | 2156112687 | WCANTON | 69 KV | STADIUMP | LOAD
8445784 | AEP | ZONE | AEP | 2156112826 | WCANTON | 69 KV | T4 | LOAD
8445784 | AEP | ZONE | AEP | 2156109559 | WCARROLL | 138 KV | T1 | LOAD
8445784 | AEP | ZONE | AEP | 1132285656 | WCOSHOCT | 69 KV | COSH | LOAD
8445784 | AEP | ZONE | AEP | 1268563033 | WEBERCTY | 69 KV | T1 | LOAD
8445784 | AEP | ZONE | AEP | 2156113073 | WEEKSBUR | 69 KV | T1 | LOAD
8445784 | AEP | ZONE | AEP | 1218905831 | WEFOSTOR | 69 KV | LUNGLEY | LOAD
8445784 | AEP | ZONE | AEP | 2156113678 | WEFOSTOR | 69 KV | T1 | LOAD
8445784 | AEP | ZONE | AEP | 2156113736 | WEFOSTOR | 69 KV | T2 | LOAD
8445784 | AEP | ZONE | AEP | 32412997 | WELCH | 138 KV | T1 | LOAD
8445784 | AEP | ZONE | AEP | 2156115069 | WELLMONT | 34.5 KV | T1 | LOAD
8445784 | AEP | ZONE | AEP | 2156112063 | WESDEL | 138 KV | T1LD | LOAD
8445784 | AEP | ZONE | AEP | 1067161826 | WESLEY | 138 KV | WESLEYLD | LOAD
8445784 | AEP | ZONE | AEP | 57967549 | WESTAR | 138 KV | LOAD1 | LOAD
8445784 | AEP | ZONE | AEP | 57967551 | WESTAR | 138 KV | LOAD2 | LOAD
8445784 | AEP | ZONE | AEP | 1268563034 | WESTGLOW | 138 KV | JAMESHAR | LOAD
8445784 | AEP | ZONE | AEP | 135388723 | WESTLAKE | 138 KV | T1 | LOAD
8445784 | AEP | ZONE | AEP | 135388725 | WESTLAKE | 138 KV | T2 | LOAD
8445784 | AEP | ZONE | AEP | 32413003 | WESTNGIM | 138 KV | T1 | LOAD
8445784 | AEP | ZONE | AEP | 32413005 | WESTNGIM | 138 KV | T2 | LOAD
8445784 | AEP | ZONE | AEP | 32413009 | WESTSTRE | 138 KV | T1 | LOAD
8445784 | AEP | ZONE | AEP | 32413011 | WHARTON | 138 KV | T1T2T3 | LOAD
8445784 | AEP | ZONE | AEP | 32413013 | WHEBRON | 138 KV | T1 | LOAD
8445784 | AEP | ZONE | AEP | 32413015 | WHEELERS | 69 KV | T1 | LOAD
8445784 | AEP | ZONE | AEP | 1183223759 | WHEELRST | 69 KV | LOAD1 | LOAD
8445784 | AEP | ZONE | AEP | 32413017 | WHEELSTE | 138 KV | T1 | LOAD
8445784 | AEP | ZONE | AEP | 1218905974 | WHETSTNE | 69 KV | CUST | LOAD
8445784 | AEP | ZONE | AEP | 1666104503 | WHICKSVI | 69 KV | T1 | LOAD
8445784 | AEP | ZONE | AEP | 32413021 | WHITEPIG | 69 KV | T1 | LOAD
8445784 | AEP | ZONE | AEP | 2156114448 | WHITERD | 138 KV | MOBILE1 | LOAD
8445784 | AEP | ZONE | AEP | 48934013 | WHITERD | 138 KV | T1 | LOAD
8445784 | AEP | ZONE | AEP | 2156114372 | WHITERD | 138 KV | T2 | LOAD
8445784 | AEP | ZONE | AEP | 119117445 | WHITESBG | 69 KV | GOLDOAKS | LOAD
8445784 | AEP | ZONE | AEP | 112586017 | WHITESBG | 69 KV | T1 | LOAD
8445784 | AEP | ZONE | AEP | 112586019 | WHITESBG | 69 KV | T2 | LOAD
8445784 | AEP | ZONE | AEP | 2156114162 | WHITFORD | 69 KV | NKENDALL | LOAD
8445784 | AEP | ZONE | AEP | 32413023 | WHUNTING | 138 KV | T3 | LOAD
8445784 | AEP | ZONE | AEP | 2156113320 | WHUNTING | 138 KV | T4 | LOAD
8445784 | AEP | ZONE | AEP | 32413027 | WHUNTING | 34 KV | FOURPOL | LOAD
8445784 | AEP | ZONE | AEP | 32413029 | WHUNTING | 34 KV | JOHNSONL | LOAD
8445784 | AEP | ZONE | AEP | 1084383896 | WILDCAT | 138 KV | LOAD | LOAD
8445784 | AEP | ZONE | AEP | 32413033 | WILDCREE | 138 KV | T1 | LOAD
8445784 | AEP | ZONE | AEP | 32413035 | WILKSVIL | 138 KV | T1 | LOAD
8445784 | AEP | ZONE | AEP | 2156110178 | WILLARD | 69 KV | GREENWIC | LOAD
8445784 | AEP | ZONE | AEP | 2156110177 | WILLARD | 69 KV | LOAD | LOAD
8445784 | AEP | ZONE | AEP | 32413037 | WILLISGA | 138 KV | T1 | LOAD
8445784 | AEP | ZONE | AEP | 2156113566 | WILLISTO | 69 KV | T1 | LOAD
8445784 | AEP | ZONE | AEP | 2156108994 | WILLOWGR | 69 KV | T1 | LOAD
8445784 | AEP | ZONE | AEP | 32413039 | WILMINGT | 138 KV | T1 | LOAD
8445784 | AEP | ZONE | AEP | 32413041 | WILSONCS | 138 KV | T1 | LOAD
8445784 | AEP | ZONE | AEP | 32413043 | WILSONCS | 138 KV | T2 | LOAD
8445784 | AEP | ZONE | AEP | 32413045 | WILSONCS | 138 KV | T3 | LOAD
8445784 | AEP | ZONE | AEP | 98369945 | WINDFALL | 138 KV | T-1 | LOAD
8445784 | AEP | ZONE | AEP | 32413047 | WINDSOOP | 138 KV | T1 | LOAD
8445784 | AEP | ZONE | AEP | 2156112198 | WINESBUR | 69 KV | T1 | LOAD
8445784 | AEP | ZONE | AEP | 32413051 | WKINGSPO | 138 KV | T3 | LOAD
8445784 | AEP | ZONE | AEP | 2156113364 | WKINGSPO | 34.5 KV | T2LD | LOAD
8445784 | AEP | ZONE | AEP | 2156113253 | WKINGSPO | 34.5 KV | TILTHAMM | LOAD
8445784 | AEP | ZONE | AEP | 32413053 | WLANCAST | 138 KV | T1 | LOAD
8445784 | AEP | ZONE | AEP | 32413055 | WLANCAST | 138 KV | T2 | LOAD
8445784 | AEP | ZONE | AEP | 32413057 | WLIBERTY | 138 KV | T1 | LOAD
8445784 | AEP | ZONE | AEP | 1305121964 | WLIMA | 138 KV | LIMAREF1 | LOAD
8445784 | AEP | ZONE | AEP | 1305121963 | WLIMA | 138 KV | LIMAREF2 | LOAD
8445784 | AEP | ZONE | AEP | 32413059 | WLIMA | 138 KV | T1 | LOAD
8445784 | AEP | ZONE | AEP | 32413061 | WLIMA | 138 KV | T2 | LOAD
8445784 | AEP | ZONE | AEP | 32413063 | WMILBURG | 138 KV | T1 | LOAD
8445784 | AEP | ZONE | AEP | 1084383915 | WMILBURG | 138 KV | T3 | LOAD
8445784 | AEP | ZONE | AEP | 1207066026 | WMILBURG | 69 KV | LOAD1 | LOAD
8445784 | AEP | ZONE | AEP | 32413065 | WMOULTON | 69 KV | LOAD | LOAD
8445784 | AEP | ZONE | AEP | 1305121972 | WMOULTON | 69 KV | T3 | LOAD
8445784 | AEP | ZONE | AEP | 1775813098 | WNCHEST | 69 KV | T2 | LOAD
8445784 | AEP | ZONE | AEP | 1775813097 | WNCHEST | 69 KV | T3 | LOAD
8445784 | AEP | ZONE | AEP | 32413075 | WNEWPHIL | 138 KV | T1 | LOAD
8445784 | AEP | ZONE | AEP | 32413079 | WNEWPHIL | 138 KV | T3 | LOAD
8445784 | AEP | ZONE | AEP | 1165472137 | WNEWPHIL | 138 KV | X4_LD | LOAD
8445784 | AEP | ZONE | AEP | 5021611 | WOLFCREE | 138 KV | T1 | LOAD
8445784 | AEP | ZONE | AEP | 1183223807 | WOLFCREE | 138 KV | T3 | LOAD
8445784 | AEP | ZONE | AEP | 2156110451 | WOLFGLAD | 138 KV | T1 | LOAD
8445784 | AEP | ZONE | AEP | 2156110450 | WOLFGLAD | 138 KV | T2 | LOAD
8445784 | AEP | ZONE | AEP | 2156108992 | WOLFRN | 69 KV | ESPRINGF | LOAD
8445784 | AEP | ZONE | AEP | 32413083 | WOODLAWN | 138 KV | T1 | LOAD
8445784 | AEP | ZONE | AEP | 106856781 | WOODSRD | 138 KV | T12 | LOAD
8445784 | AEP | ZONE | AEP | 2041958114 | WOOLWINE | 69 KV | T1 | LOAD
8445784 | AEP | ZONE | AEP | 32413085 | WOOSTER | 138 KV | T1 | LOAD
8445784 | AEP | ZONE | AEP | 1084383930 | WOOSTER | 138 KV | TR3 | LOAD
8445784 | AEP | ZONE | AEP | 1207066067 | WOOSTER | 69 KV | LOAD1 | LOAD
8445784 | AEP | ZONE | AEP | 32413089 | WORTHIAP | 69 KV | T1 | LOAD
8445784 | AEP | ZONE | AEP | 1666104454 | WOTTAWA | 69 KV | MILLER | LOAD
8445784 | AEP | ZONE | AEP | 1067161880 | WPAINTSV | 69 KV | LD | LOAD
8445784 | AEP | ZONE | AEP | 32413091 | WPHILO | 138 KV | T1 | LOAD
8445784 | AEP | ZONE | AEP | 32413093 | WSALEM | 138 KV | T1 | LOAD
8445784 | AEP | ZONE | AEP | 2156110184 | WSHELBY | 69 KV | COPPERWE | LOAD
8445784 | AEP | ZONE | AEP | 32413095 | WSIDE | 138 KV | T3 | LOAD
8445784 | AEP | ZONE | AEP | 1338421073 | WSIDE | 138 KV | T5 | LOAD
8445784 | AEP | ZONE | AEP | 2156113616 | WSIDE | 34 KV | LASALLE | LOAD
8445784 | AEP | ZONE | AEP | 2156113407 | WSTFALL | 138 KV | WF_SCPC | LOAD
8445784 | AEP | ZONE | AEP | 2156112966 | WSUMMITV | 69 KV | T1 | LOAD
8445784 | AEP | ZONE | AEP | 32413099 | WTORONTO | 69 KV | T1 | LOAD
8445784 | AEP | ZONE | AEP | 32413101 | WTRINWAY | 138 KV | T1 | LOAD
8445784 | AEP | ZONE | AEP | 32413103 | WURNO | 138 KV | T1 | LOAD
8445784 | AEP | ZONE | AEP | 32413105 | WURNO | 138 KV | T2 | LOAD
8445784 | AEP | ZONE | AEP | 51519927 | WURNO | 138 KV | T3 | LOAD
8445784 | AEP | ZONE | AEP | 32413107 | WURTLAND | 69 KV | T1 | LOAD
8445784 | AEP | ZONE | AEP | 1666104501 | WVANWERT | 69 KV | T1 | LOAD
8445784 | AEP | ZONE | AEP | 32413109 | WYLAND | 34 KV | T1 | LOAD
8445784 | AEP | ZONE | AEP | 2156111394 | WYTHE | 138 KV | T5 | LOAD
8445784 | AEP | ZONE | AEP | 32413115 | WYTHE | 34 KV | T2 | LOAD
8445784 | AEP | ZONE | AEP | 32413117 | WYTHE | 34 KV | T4 | LOAD
8445784 | AEP | ZONE | AEP | 2156111823 | YAKLEYRD | 69 KV | T1 | LOAD
8445784 | AEP | ZONE | AEP | 32413119 | YEARLING | 138 KV | T1 | LOAD
8445784 | AEP | ZONE | AEP | 32413121 | YEARLING | 138 KV | T2 | LOAD
8445784 | AEP | ZONE | AEP | 2156110155 | YELLOWBU | 138 KV | GATLINGC | LOAD
8445784 | AEP | ZONE | AEP | 1075447409 | YELLOWCR | 138 KV | T1 | LOAD
8445784 | AEP | ZONE | AEP | 1075447410 | YELLOWCR | 138 KV | T2 | LOAD
8445784 | AEP | ZONE | AEP | 1775813110 | YOSTBR | 69 KV | T1 | LOAD
8445784 | AEP | ZONE | AEP | 1379256641 | YUKONAEP | 138 KV | T1 | LOAD
8445784 | AEP | ZONE | AEP | 98369947 | ZANESVIL | 138 KV | T2 | LOAD
8445784 | AEP | ZONE | AEP | 2155501920 | ZANESVIL | 69 KV | MTSTERLG | LOAD
8445784 | AEP | ZONE | AEP | 32413125 | ZUBER | 138 KV | T1 | LOAD
8445784 | AEP | ZONE | AEP | 2156109321 | ZUBER | 138 KV | T2 | LOAD
8394954 | APS | ZONE | APS | 5021045 | AIRCO | 138 KV | T1 | LOAD
8394954 | APS | ZONE | APS | 5021046 | AIRCO | 138 KV | T2 | LOAD
8394954 | APS | ZONE | APS | 5021048 | ALCAN | 138 KV | ALCAN | LOAD
8394954 | APS | ZONE | APS | 5021051 | ALLELUD4 | 138 KV | T4E | LOAD
8394954 | APS | ZONE | APS | 5021052 | ALLELUD4 | 138 KV | T4W | LOAD
8394954 | APS | ZONE | APS | 5021053 | ALLENPOR | 138 KV | T1 | LOAD
8394954 | APS | ZONE | APS | 5021054 | ALLENPOR | 138 KV | T2 | LOAD
8394954 | APS | ZONE | APS | 5021057 | ANTIETAM | 138 KV | T3 | LOAD
8394954 | APS | ZONE | APS | 32947123 | ANTIETAM | 138 KV | T4 | LOAD
8394954 | APS | ZONE | APS | 2156114934 | ANTIETAM | 34.5 KV | BUS1_LD | LOAD
8394954 | APS | ZONE | APS | 2156115078 | ANTIETAM | 34.5 KV | BUS2_LD | LOAD
8394954 | APS | ZONE | APS | 5021058 | ANTRIM | 138 KV | T61 | LOAD
8394954 | APS | ZONE | APS | 5021059 | ANTRIM | 138 KV | T62 | LOAD
8394954 | APS | ZONE | APS | 51519891 | AQUEDUCT | 35 KV | T1 | LOAD
8394954 | APS | ZONE | APS | 5021061 | ARROYO | 138 KV | T1 | LOAD
8394954 | APS | ZONE | APS | 5021062 | ARROYO | 138 KV | T2 | LOAD
8394954 | APS | ZONE | APS | 5021064 | BACKFORK | 138 KV | T1 | LOAD
8394954 | APS | ZONE | APS | 5021063 | BACKFORK | 138 KV | T2 | LOAD
8394954 | APS | ZONE | APS | 5021065 | BAKER1 | 138 KV | T1 | LOAD
8394954 | APS | ZONE | APS | 32947125 | BARNETTS | 138 KV | T1 HREA | LOAD
8394954 | APS | ZONE | APS | 5021066 | BARTONVI | 138 KV | T1 | LOAD
8394954 | APS | ZONE | APS | 5021067 | BARTONVI | 138 KV | T2 | LOAD
8394954 | APS | ZONE | APS | 1292903327 | BARTONVI | 34.5 KV | T3 | LOAD
8394954 | APS | ZONE | APS | 5021068 | BAYS | 138 KV | T1 | LOAD
8394954 | APS | ZONE | APS | 5021069 | BELINGTO | 138 KV | T1 | LOAD
8394954 | APS | ZONE | APS | 5021070 | BELMON | 138 KV | T61 | LOAD
8394954 | APS | ZONE | APS | 5021071 | BELMON | 138 KV | T62 | LOAD
8394954 | APS | ZONE | APS | 5021074 | BENSRUN | 138 KV | BENSRUN | LOAD
8394954 | APS | ZONE | APS | 5021075 | BETHELBO | 138 KV | T1 | LOAD
8394954 | APS | ZONE | APS | 5021076 | BETHELBO | 138 KV | T2 | LOAD
8394954 | APS | ZONE | APS | 5021077 | BETHELBO | 138 KV | T62 | LOAD
8394954 | APS | ZONE | APS | 5021078 | BETHELPA | 138 KV | T61 | LOAD
8394954 | APS | ZONE | APS | 5021080 | BETHELPA | 138 KV | T62 | LOAD
8394954 | APS | ZONE | APS | 5021081 | BETHELPA | 138 KV | T63 | LOAD
8394954 | APS | ZONE | APS | 5021082 | BETHLEN | 138 KV | T61 | LOAD
8394954 | APS | ZONE | APS | 5021083 | BEVERLY | 138 KV | T1 | LOAD
8394954 | APS | ZONE | APS | 45565815 | BEVERLY | 138 KV | T2 | LOAD
8394954 | APS | ZONE | APS | 1348252263 | BIGPINET | 138 KV | T1 | LOAD
8394954 | APS | ZONE | APS | 5021084 | BLACKSVI | 138 KV | BLACKSVI | LOAD
8394954 | APS | ZONE | APS | 32947127 | BLACKSVI | 138 KV | CONSOL | LOAD
8394954 | APS | ZONE | APS | 87901509 | BOONSBOR | 35 KV | T1 | LOAD
8394954 | APS | ZONE | APS | 87901507 | BOONSBOR | 35 KV | T3 | LOAD
8394954 | APS | ZONE | APS | 1165468858 | BRACKENR | 138 KV | ALPLANT1 | LOAD
8394954 | APS | ZONE | APS | 1165468859 | BRACKENR | 138 KV | ALPLANT2 | LOAD
8394954 | APS | ZONE | APS | 1084380740 | BRACKENR | 138 KV | T1 | LOAD
8394954 | APS | ZONE | APS | 5021087 | BRANDONV | 138 KV | T1 | LOAD
8394954 | APS | ZONE | APS | 5021088 | BREDINVI | 138 KV | T1 | LOAD
8394954 | APS | ZONE | APS | 5021089 | BREDINVI | 138 KV | T2 | LOAD
8394954 | APS | ZONE | APS | 5021090 | BRID APS | 138 KV | T1 | LOAD
8394954 | APS | ZONE | APS | 5021091 | BRID APS | 138 KV | T2 | LOAD
8394954 | APS | ZONE | APS | 5021092 | BROOKHAV | 138 KV | T1 | LOAD
8394954 | APS | ZONE | APS | 74008625 | BROOKHAV | 138 KV | T2 | LOAD
8394954 | APS | ZONE | APS | 1075444213 | BROOKHAV | 138 KV | T3 | LOAD
8394954 | APS | ZONE | APS | 5021093 | BUCKHANN | 138 KV | T1 | LOAD
8394954 | APS | ZONE | APS | 5021094 | BUCKHANN | 138 KV | T2 | LOAD
8394954 | APS | ZONE | APS | 5021095 | BUCKHANN | 138 KV | T3 | LOAD
8394954 | APS | ZONE | APS | 5021096 | BURMA | 138 KV | T71 | LOAD
8394954 | APS | ZONE | APS | 5021097 | BURMA | 138 KV | T72 | LOAD
8394954 | APS | ZONE | APS | 5021098 | BUTL APS | 138 KV | T1 | LOAD
8394954 | APS | ZONE | APS | 5021099 | BUTL APS | 138 KV | T2 | LOAD
8394954 | APS | ZONE | APS | 5021100 | BUTL APS | 138 KV | T61 | LOAD
8394954 | APS | ZONE | APS | 5021101 | BUTL APS | 138 KV | T62 | LOAD
8394954 | APS | ZONE | APS | 5021103 | CALIFORN | 138 KV | T61 | LOAD
8394954 | APS | ZONE | APS | 5021104 | CALIFORN | 138 KV | T62 | LOAD
8394954 | APS | ZONE | APS | 5021105 | CANAANVA | 138 KV | T1 | LOAD
8394954 | APS | ZONE | APS | 5021106 | CANAANVA | 138 KV | T2 | LOAD
8394954 | APS | ZONE | APS | 5021107 | CARBONCE | 138 KV | T71 | LOAD
8394954 | APS | ZONE | APS | 5021108 | CARBONCE | 230 KV | T82 | LOAD
8394954 | APS | ZONE | APS | 2156114465 | CARLOJCT | 34.5 KV | T1_LOAD | LOAD
8394954 | APS | ZONE | APS | 5021110 | CARNEGIE | 138 KV | T2 | LOAD
8394954 | APS | ZONE | APS | 5021115 | CARROLL | 138 KV | LEHIGHPC | LOAD
8394954 | APS | ZONE | APS | 5021112 | CARROLL | 138 KV | T1 | LOAD
8394954 | APS | ZONE | APS | 5021114 | CARROLL | 138 KV | T3 | LOAD
8394954 | APS | ZONE | APS | 5021116 | CATOCTIN | 138 KV | T1 | LOAD
8394954 | APS | ZONE | APS | 1356150060 | CATOCTIN | 34 KV | T4 | LOAD
8394954 | APS | ZONE | APS | 5021118 | CECI APS | 138 KV | T1 | LOAD
8394954 | APS | ZONE | APS | 5021119 | CECI APS | 138 KV | T2 | LOAD
8394954 | APS | ZONE | APS | 5021120 | CECI APS | 138 KV | T61 | LOAD
8394954 | APS | ZONE | APS | 5021121 | CECI APS | 138 KV | T62 | LOAD
8394954 | APS | ZONE | APS | 5021122 | CHARLERO | 138 KV | T1 | LOAD
8394954 | APS | ZONE | APS | 5021123 | CHARLERO | 138 KV | T2 | LOAD
8394954 | APS | ZONE | APS | 5021124 | CHARLERO | 138 KV | T62 | LOAD
8394954 | APS | ZONE | APS | 5021125 | CHARLERO | 138 KV | T63 | LOAD
8394954 | APS | ZONE | APS | 5021126 | CHERRYRN | 138 KV | T1 | LOAD
8394954 | APS | ZONE | APS | 5021127 | CHESAPEA | 138 KV | T2 | LOAD
8394954 | APS | ZONE | APS | 2156109544 | CHESAPEA | 138 KV | T4 | LOAD
8394954 | APS | ZONE | APS | 71856471 | CHTLAKE | 138 KV | T62 | LOAD
8394954 | APS | ZONE | APS | 5021128 | CLARION | 138 KV | T2 | LOAD
8394954 | APS | ZONE | APS | 5021129 | CLARION | 138 KV | T61 | LOAD
8394954 | APS | ZONE | APS | 5021130 | CLARION | 138 KV | T62 | LOAD
8394954 | APS | ZONE | APS | 32947129 | COLLINSF | 138 KV | T1 | LOAD
8394954 | APS | ZONE | APS | 32947131 | COLLINSF | 138 KV | T2 | LOAD
8394954 | APS | ZONE | APS | 5021133 | CONNELSV | 138 KV | T61 | LOAD
8394954 | APS | ZONE | APS | 5021134 | CONNELSV | 138 KV | T62 | LOAD
8394954 | APS | ZONE | APS | 2156114711 | CONNELSV | 25 KV | T1LD | LOAD
8394954 | APS | ZONE | APS | 5021135 | CORDERCR | 138 KV | CORDERCR | LOAD
8394954 | APS | ZONE | APS | 38367817 | COWEN | 138 KV | EM | LOAD
8394954 | APS | ZONE | APS | 5021137 | COWEN | 138 KV | T1 | LOAD
8394954 | APS | ZONE | APS | 5021138 | COWEN | 138 KV | T2 | LOAD
8394954 | APS | ZONE | APS | 5021139 | CRAIGSVI | 138 KV | T1 | LOAD
8394954 | APS | ZONE | APS | 5021140 | CROSSGAT | 138 KV | T61 | LOAD
8394954 | APS | ZONE | APS | 5021141 | CROSSGAT | 138 KV | T62 | LOAD
8394954 | APS | ZONE | APS | 5021142 | CRUPPERN | 138 KV | T1 | LOAD
8394954 | APS | ZONE | APS | 5021143 | CUMB APS | 138 KV | T9 | LOAD
8394954 | APS | ZONE | APS | 5021144 | CYTEC | 138 KV | CYTEC | LOAD
8394954 | APS | ZONE | APS | 10700760 | DALESUMM | 230 KV | T1 | LOAD
8394954 | APS | ZONE | APS | 5021145 | DAMASCUS | 230 KV | T1 | LOAD
8394954 | APS | ZONE | APS | 5021146 | DAMASCUS | 230 KV | T2 | LOAD
8394954 | APS | ZONE | APS | 5021147 | DAMASCUS | 230 KV | T3 | LOAD
8394954 | APS | ZONE | APS | 1067158748 | DAMASCUS | 230 KV | T4 | LOAD
8394954 | APS | ZONE | APS | 5021149 | DENTSRUN | 138 KV | DENTSRUN | LOAD
8394954 | APS | ZONE | APS | 5021150 | DENVER | 138 KV | T1 | LOAD
8394954 | APS | ZONE | APS | 5021151 | DENVER | 138 KV | T2 | LOAD
8394954 | APS | ZONE | APS | 5021153 | DONEGAL | 138 KV | AEC | LOAD
8394954 | APS | ZONE | APS | 5021152 | DONEGAL | 138 KV | T61 | LOAD
8394954 | APS | ZONE | APS | 5021155 | DOUBLETO | 138 KV | T3 | LOAD
8394954 | APS | ZONE | APS | 47012201 | DOUBLETO | 138 KV | T4 | LOAD
8394954 | APS | ZONE | APS | 1292903422 | DOUBLETO | 34.5 KV | T1 | LOAD
8394954 | APS | ZONE | APS | 5021156 | DRYRUN | 138 KV | T61 | LOAD
8394954 | APS | ZONE | APS | 5021158 | DUPONT | 138 KV | T1 | LOAD
8394954 | APS | ZONE | APS | 5021159 | DUPONT | 138 KV | T2 | LOAD
8394954 | APS | ZONE | APS | 5021160 | DUPONT | 138 KV | T3 | LOAD
8394954 | APS | ZONE | APS | 5021161 | DUPONT | 138 KV | T4 | LOAD
8394954 | APS | ZONE | APS | 1268559717 | DURBIN | 69 KV | 152 | LOAD
8394954 | APS | ZONE | APS | 1268559716 | DURBIN | 69 KV | 166 | LOAD
8394954 | APS | ZONE | APS | 1268559715 | DURBIN | 69 KV | T2 | LOAD
8394954 | APS | ZONE | APS | 5021163 | DUTCHFOR | 138 KV | T62 | LOAD
8394954 | APS | ZONE | APS | 5021164 | EAGLE | 138 KV | T1 | LOAD
8394954 | APS | ZONE | APS | 48933961 | EAGLE | 138 KV | T2 | LOAD
8394954 | APS | ZONE | APS | 61482233 | EAGLE | 138 KV | T3 | LOAD
8394954 | APS | ZONE | APS | 5021165 | EAGLEHEA | 230 KV | T1 | LOAD
8394954 | APS | ZONE | APS | 5021166 | EAGLEHEA | 230 KV | T2 | LOAD
8394954 | APS | ZONE | APS | 5021173 | EASTGATE | 138 KV | T61 | LOAD
8394954 | APS | ZONE | APS | 5021174 | EASTGATE | 138 KV | T62 | LOAD
8394954 | APS | ZONE | APS | 5021175 | EASTRUN | 138 KV | T1 | LOAD
8394954 | APS | ZONE | APS | 5021176 | EBUCKHAN | 138 KV | T1 | LOAD
8394954 | APS | ZONE | APS | 5021177 | EDGELAWN | 138 KV | T1 | LOAD
8394954 | APS | ZONE | APS | 5021178 | EDGELAWN | 138 KV | T2 | LOAD
8394954 | APS | ZONE | APS | 5021179 | EDGELAWN | 138 KV | T3 | LOAD
8394954 | APS | ZONE | APS | 5021180 | EDGEWATE | 138 KV | T1 | LOAD
8394954 | APS | ZONE | APS | 5021181 | EHAGERST | 138 KV | T1 | LOAD
8394954 | APS | ZONE | APS | 32947135 | EHAGERST | 138 KV | T2 | LOAD
8394954 | APS | ZONE | APS | 5021182 | ELDORA | 138 KV | T1 | LOAD
8394954 | APS | ZONE | APS | 5021183 | ELDORA | 138 KV | T2 | LOAD
8394954 | APS | ZONE | APS | 5021185 | ELKGARDE | 138 KV | T2 | LOAD
8394954 | APS | ZONE | APS | 5021186 | EMERALD | 138 KV | T1 | LOAD
8394954 | APS | ZONE | APS | 5021187 | EMERALD | 138 KV | T2 | LOAD
8394954 | APS | ZONE | APS | 33884111 | ENLOW | 138 KV | T61 | LOAD
8394954 | APS | ZONE | APS | 5021188 | ENLOW | 138 KV | T62 | LOAD
8394954 | APS | ZONE | APS | 5021189 | ENON | 138 KV | T1A | LOAD
8394954 | APS | ZONE | APS | 5021190 | ENON | 138 KV | T1B | LOAD
8394954 | APS | ZONE | APS | 5021191 | ENON | 138 KV | T71 | LOAD
8394954 | APS | ZONE | APS | 5021192 | ENON | 138 KV | T72 | LOAD
8394954 | APS | ZONE | APS | 5021193 | ETHELSPR | 138 KV | T61 | LOAD
8394954 | APS | ZONE | APS | 71856473 | ETHELSPR | 138 KV | T62 | LOAD
8394954 | APS | ZONE | APS | 5021194 | EUREKA | 138 KV | T1 | LOAD
8394954 | APS | ZONE | APS | 5021195 | EVERSON | 138 KV | T1 | LOAD
8394954 | APS | ZONE | APS | 5021196 | EWAYNESB | 138 KV | T61 | LOAD
8394954 | APS | ZONE | APS | 5021197 | EWAYNESB | 138 KV | T62 | LOAD
8394954 | APS | ZONE | APS | 5021198 | FAIR APS | 138 KV | T1 | LOAD
8394954 | APS | ZONE | APS | 5021199 | FAWN | 138 KV | T1 | LOAD
8394954 | APS | ZONE | APS | 5021200 | FAWN | 138 KV | T61 | LOAD
8394954 | APS | ZONE | APS | 5021201 | FAWN | 138 KV | T62 | LOAD
8394954 | APS | ZONE | APS | 5021202 | FAYETTEV | 138 KV | T61 | LOAD
8394954 | APS | ZONE | APS | 5021203 | FAYETTEV | 138 KV | T62 | LOAD
8394954 | APS | ZONE | APS | 5021204 | FEAGANSM | 138 KV | T1 | LOAD
8394954 | APS | ZONE | APS | 31020625 | FEAGANSM | 138 KV | T2 | LOAD
8394954 | APS | ZONE | APS | 5021205 | FEDE APS | 138 KV | T1 | LOAD
8394954 | APS | ZONE | APS | 48933963 | FLATRUN | 138 KV | T1-2 | LOAD
8394954 | APS | ZONE | APS | 1207062949 | FRAN APS | 138 KV | MCQUAY2 | LOAD
8394954 | APS | ZONE | APS | 5021208 | FRAN APS | 138 KV | T1 | LOAD
8394954 | APS | ZONE | APS | 5021209 | FRAN APS | 138 KV | T2 | LOAD
8394954 | APS | ZONE | APS | 5021210 | FRAN APS | 138 KV | T62 | LOAD
8394954 | APS | ZONE | APS | 5021211 | FRAZIER | 138 KV | T62 | LOAD
8394954 | APS | ZONE | APS | 71856475 | FREDERIC | 230 KV | T1 | LOAD
8394954 | APS | ZONE | APS | 71856477 | FREDERIC | 230 KV | T2 | LOAD
8394954 | APS | ZONE | APS | 71856479 | FREDERIC | 230 KV | T5 | LOAD
8394954 | APS | ZONE | APS | 5021215 | FRENCHCR | 138 KV | T1 | LOAD
8394954 | APS | ZONE | APS | 21601658 | FRENCHCR | 138 KV | T2 | LOAD
8394954 | APS | ZONE | APS | 2156114441 | FRENCHSM | 34.5 KV | T1_LOAD | LOAD
8394954 | APS | ZONE | APS | 2156114345 | FRENCHSM | 34.5 KV | T2_LOAD | LOAD
8394954 | APS | ZONE | APS | 5021217 | FROSTBU1 | 138 KV | T1 | LOAD
8394954 | APS | ZONE | APS | 41935409 | FROSTBU1 | 138 KV | T2 | LOAD
8394954 | APS | ZONE | APS | 71856481 | FTMARRES | 138 KV | SS LOAD | LOAD
8394954 | APS | ZONE | APS | 5021218 | FTMARTIN | 22 KV | SS1 LOAD | LOAD
8394954 | APS | ZONE | APS | 5021219 | FTMARTIN | 22 KV | SS2 LOAD | LOAD
8394954 | APS | ZONE | APS | 5021220 | GANS | 138 KV | SS LOAD | LOAD
8394954 | APS | ZONE | APS | 2041952301 | GARFLD_T | 138 KV | T1 | LOAD
8394954 | APS | ZONE | APS | 2156110445 | GARFLD_T | 230 KV | LOAD230 | LOAD
8394954 | APS | ZONE | APS | 5021221 | GARRETT | 138 KV | T1 | LOAD
8394954 | APS | ZONE | APS | 5021222 | GARRETT | 138 KV | T4 | LOAD
8394954 | APS | ZONE | APS | 5021223 | GATESHIL | 138 KV | T1 | LOAD
8394954 | APS | ZONE | APS | 5021224 | GEPLASTI | 138 KV | T1 | LOAD
8394954 | APS | ZONE | APS | 5021225 | GILB APS | 138 KV | T2 | LOAD
8394954 | APS | ZONE | APS | 5021227 | GLENFALL | 138 KV | T1 | LOAD
8394954 | APS | ZONE | APS | 5021228 | GLENFALL | 138 KV | T2 | LOAD
8394954 | APS | ZONE | APS | 5021229 | GLENFALL | 138 KV | T3 | LOAD
8394954 | APS | ZONE | APS | 5021230 | GLENFALL | 138 KV | T4 | LOAD
8394954 | APS | ZONE | APS | 5021231 | GLENVILL | 138 KV | T1 | LOAD
8394954 | APS | ZONE | APS | 5021232 | GOBAIN | 138 KV | T1 | LOAD
8394954 | APS | ZONE | APS | 2156114118 | GOBAIN | 138 KV | T4 | LOAD
8394954 | APS | ZONE | APS | 5021233 | GOBAIN | 138 KV | T61 | LOAD
8394954 | APS | ZONE | APS | 5021234 | GOBAIN | 138 KV | T62 | LOAD
8394954 | APS | ZONE | APS | 5021235 | GOFFRUN | 138 KV | T1 | LOAD
8394954 | APS | ZONE | APS | 5021236 | GOFFRUN | 138 KV | T2 | LOAD
8394954 | APS | ZONE | APS | 5021237 | GOFFRUN | 138 KV | T3 | LOAD
8394954 | APS | ZONE | APS | 5021241 | GORDON | 138 KV | T2 | LOAD
8394954 | APS | ZONE | APS | 5021242 | GORDON | 138 KV | T3 | LOAD
8394954 | APS | ZONE | APS | 5021239 | GORDON | 138 KV | T61 | LOAD
8394954 | APS | ZONE | APS | 5021240 | GORDON | 138 KV | T62 | LOAD
8394954 | APS | ZONE | APS | 38367921 | GORDONSV | 115 KV | PRAT_AP | LOAD
8394954 | APS | ZONE | APS | 5021243 | GORE APS | 138 KV | T1 | LOAD
8394954 | APS | ZONE | APS | 5021244 | GORE APS | 138 KV | T2 | LOAD
8394954 | APS | ZONE | APS | 5021246 | GRAFTON | 138 KV | T1 | LOAD
8394954 | APS | ZONE | APS | 5021247 | GRAFTON | 138 KV | T2 | LOAD
8394954 | APS | ZONE | APS | 53048703 | GRANDPT | 138 KV | T61 | LOAD
8394954 | APS | ZONE | APS | 5021249 | GRANDPT | 138 KV | T62 | LOAD
8394954 | APS | ZONE | APS | 31020627 | GRANDPT | 69 KV | T1 | LOAD
8394954 | APS | ZONE | APS | 5021250 | GRANTSVI | 138 KV | T2 | LOAD
8394954 | APS | ZONE | APS | 2156113224 | GRANTTOW | 138 KV | AUX_LOAD | LOAD
8394954 | APS | ZONE | APS | 112585961 | GRANTTOW | 138 KV | T1 LOAD | LOAD
8394954 | APS | ZONE | APS | 5021252 | GRASSYFA | 138 KV | T1 | LOAD
8394954 | APS | ZONE | APS | 1268559810 | GREE APS | 69 KV | T1 | LOAD
8394954 | APS | ZONE | APS | 2156109307 | GREENECC | 23 KV | AUXLD | LOAD
8394954 | APS | ZONE | APS | 5021255 | GREENWOO | 138 KV | T1 | LOAD
8394954 | APS | ZONE | APS | 5021256 | GREENWOO | 138 KV | T2 | LOAD
8394954 | APS | ZONE | APS | 31020629 | GREENWOO | 138 KV | T3 | LOAD
8394954 | APS | ZONE | APS | 5021258 | GUILFORD | 138 KV | T2 | LOAD
8394954 | APS | ZONE | APS | 2156109545 | GUILFORD | 34.5 KV | T1LD | LOAD
8394954 | APS | ZONE | APS | 5021259 | HALFWAY | 138 KV | T1 | LOAD
8394954 | APS | ZONE | APS | 5021260 | HALFWAY | 138 KV | T2 | LOAD
8394954 | APS | ZONE | APS | 33884117 | HALFWAY | 138 KV | T3 | LOAD
8394954 | APS | ZONE | APS | 74008627 | HALFWAY | 34 KV | T4LD | LOAD
8394954 | APS | ZONE | APS | 5021261 | HAMI APS | 138 KV | T1 | LOAD
8394954 | APS | ZONE | APS | 5021262 | HAMI APS | 138 KV | T61 | LOAD
8394954 | APS | ZONE | APS | 5021263 | HARDY | 138 KV | T1 | LOAD
8394954 | APS | ZONE | APS | 5021264 | HARDY | 138 KV | T3 | LOAD
8394954 | APS | ZONE | APS | 61482235 | HARDY | 138 KV | T4 | LOAD
8394954 | APS | ZONE | APS | 5021266 | HARR APS | 20 KV | SS1 LOAD | LOAD
8394954 | APS | ZONE | APS | 5021267 | HARR APS | 20 KV | SS2 LOAD | LOAD
8394954 | APS | ZONE | APS | 5021268 | HARR APS | 20 KV | SS3 LOAD | LOAD
8394954 | APS | ZONE | APS | 5021269 | HARRCITY | 138 KV | T61 | LOAD
8394954 | APS | ZONE | APS | 2156109306 | HARSNRES | 138 KV | SS | LOAD
8394954 | APS | ZONE | APS | 5021270 | HARWICK | 138 KV | T1 | LOAD
8394954 | APS | ZONE | APS | 5021271 | HARWICK | 138 KV | T61 | LOAD
8394954 | APS | ZONE | APS | 5021272 | HARWICK | 138 KV | T62 | LOAD
8394954 | APS | ZONE | APS | 71856483 | HATFIRES | 138 KV | LDT1CS | LOAD
8394954 | APS | ZONE | APS | 71856485 | HATFIRES | 138 KV | LDT2CS | LOAD
8394954 | APS | ZONE | APS | 5021277 | HAZELTON | 138 KV | T2 | LOAD
8394954 | APS | ZONE | APS | 5021278 | HEATERS | 138 KV | T1 | LOAD
8394954 | APS | ZONE | APS | 32947139 | HEATERS | 138 KV | T2 | LOAD
8394954 | APS | ZONE | APS | 5021279 | HEMPFIEL | 138 KV | T2 | LOAD
8394954 | APS | ZONE | APS | 5021280 | HEMPFIEL | 138 KV | T61 | LOAD
8394954 | APS | ZONE | APS | 5021281 | HEMPFIEL | 138 KV | T62 | LOAD
8394954 | APS | ZONE | APS | 5021282 | HOUSEVIL | 138 KV | T1 | LOAD
8394954 | APS | ZONE | APS | 5021283 | HOUSEVIL | 138 KV | T2 | LOAD
8394954 | APS | ZONE | APS | 5021286 | HOUSTON | 138 KV | T2A | LOAD
8394954 | APS | ZONE | APS | 5021287 | HOUSTON | 138 KV | T2B | LOAD
8394954 | APS | ZONE | APS | 5021284 | HOUSTON | 138 KV | T61 | LOAD
8394954 | APS | ZONE | APS | 5021285 | HOUSTON | 138 KV | T62 | LOAD
8394954 | APS | ZONE | APS | 67719537 | HREACHIE | 138 KV | T1 | LOAD
8394954 | APS | ZONE | APS | 1348252264 | HUGLERUN | 138 KV | TR1 | LOAD
8394954 | APS | ZONE | APS | 5021288 | HUNTINGD | 138 KV | T2 | LOAD
8394954 | APS | ZONE | APS | 5021289 | HUNTINGD | 138 KV | T61 | LOAD
8394954 | APS | ZONE | APS | 5021290 | HUNTINGD | 138 KV | T62 | LOAD
8394954 | APS | ZONE | APS | 1368999045 | IMPERIAL | 138 KV | IMPERIAL | LOAD
8394954 | APS | ZONE | APS | 74008629 | INTCOAL | 138 KV | LOAD1 | LOAD
8394954 | APS | ZONE | APS | 5021291 | INWOOD | 138 KV | T1 | LOAD
8394954 | APS | ZONE | APS | 5021292 | INWOOD | 138 KV | T2 | LOAD
8394954 | APS | ZONE | APS | 32947141 | INWOOD | 138 KV | T3 | LOAD
8394954 | APS | ZONE | APS | 5021295 | IRONBRID | 138 KV | T61 | LOAD
8394954 | APS | ZONE | APS | 5021296 | IRONBRID | 138 KV | T62 | LOAD
8394954 | APS | ZONE | APS | 2156114974 | IRONBRID | 25 KV | BUS1_LD | LOAD
8394954 | APS | ZONE | APS | 2156114903 | IRONBRID | 25 KV | BUS2_LD | LOAD
8394954 | APS | ZONE | APS | 5021297 | IVYDALE | 138 KV | T1 | LOAD
8394954 | APS | ZONE | APS | 21601659 | JACKSONB | 138 KV | HOPEHAST | LOAD
8394954 | APS | ZONE | APS | 5021298 | JACKSONB | 138 KV | T1 | LOAD
8394954 | APS | ZONE | APS | 5021299 | JENNINGS | 138 KV | T1 | LOAD
8394954 | APS | ZONE | APS | 1338419031 | JOFFRE | 138 KV | FOX | LOAD
8394954 | APS | ZONE | APS | 1338419030 | JOFFRE | 138 KV | REVOLUTN | LOAD
8394954 | APS | ZONE | APS | 5021300 | JOHNSMAN | 138 KV | T1 | LOAD
8394954 | APS | ZONE | APS | 10700762 | JONESTAP | 138 KV | JONES | LOAD
8394954 | APS | ZONE | APS | 5021301 | JUGRUN | 138 KV | T1 | LOAD
8394954 | APS | ZONE | APS | 5021302 | JUNCTION | 138 KV | T1 | LOAD
8394954 | APS | ZONE | APS | 5021303 | KARNSCIT | 138 KV | T1 | LOAD
8394954 | APS | ZONE | APS | 5021304 | KARNSCIT | 138 KV | T2 | LOAD
8394954 | APS | ZONE | APS | 5021305 | KEARNEYS | 138 KV | T1 | LOAD
8394954 | APS | ZONE | APS | 5021306 | KEARNEYS | 138 KV | T2 | LOAD
8394954 | APS | ZONE | APS | 78711723 | KEISTERS | 138 KV | T61 | LOAD
8394954 | APS | ZONE | APS | 5021310 | KEISTERS | 138 KV | T62 | LOAD
8394954 | APS | ZONE | APS | 2156110443 | KEISTERS | 25 KV | LOAD1 | LOAD
8394954 | APS | ZONE | APS | 2156110444 | KEISTERS | 25 KV | LOAD2 | LOAD
8394954 | APS | ZONE | APS | 5021311 | KILGO | 138 KV | T61 | LOAD
8394954 | APS | ZONE | APS | 5021312 | KILGO | 138 KV | T62 | LOAD
8394954 | APS | ZONE | APS | 5021313 | KINGFARM | 138 KV | T61 | LOAD
8394954 | APS | ZONE | APS | 45565817 | KINGFARM | 138 KV | T62 | LOAD
8394954 | APS | ZONE | APS | 5021314 | KINGWOOD | 138 KV | T1 | LOAD
8394954 | APS | ZONE | APS | 5021315 | KINGWOOD | 138 KV | T2 | LOAD
8394954 | APS | ZONE | APS | 5021316 | KISKIVAL | 138 KV | T1 | LOAD
8394954 | APS | ZONE | APS | 5021317 | KISKIVAL | 138 KV | T2 | LOAD
8394954 | APS | ZONE | APS | 5021318 | KITTANNI | 138 KV | T1 | LOAD
8394954 | APS | ZONE | APS | 5021319 | KITTANNI | 138 KV | T2 | LOAD
8394954 | APS | ZONE | APS | 5021320 | KITTANNI | 138 KV | T61 | LOAD
8394954 | APS | ZONE | APS | 5021321 | KITTANNI | 138 KV | T62 | LOAD
8394954 | APS | ZONE | APS | 5021322 | KLINESMI | 138 KV | T1 | LOAD
8394954 | APS | ZONE | APS | 5021323 | KRENDALE | 138 KV | T61 | LOAD
8394954 | APS | ZONE | APS | 5021324 | KRENDALE | 138 KV | T62 | LOAD
8394954 | APS | ZONE | APS | 1338418687 | LAGONDA | 138 KV | CONSOL | LOAD
8394954 | APS | ZONE | APS | 5021325 | LAGONDA | 138 KV | T61 | LOAD
8394954 | APS | ZONE | APS | 5021326 | LAGONDA | 138 KV | T62 | LOAD
8394954 | APS | ZONE | APS | 2156114426 | LAKELYNN | 25 KV | T71_LOAD | LOAD
8394954 | APS | ZONE | APS | 5021330 | LAMBERTO | 138 KV | T1 | LOAD
8394954 | APS | ZONE | APS | 5021331 | LARDIN | 138 KV | T61 | LOAD
8394954 | APS | ZONE | APS | 5021332 | LARKMEAD | 138 KV | T1 | LOAD
8394954 | APS | ZONE | APS | 5021333 | LARKMEAD | 138 KV | T2 | LOAD
8394954 | APS | ZONE | APS | 2156109550 | LEERS_T | 138 KV | LEERS_LD | LOAD
8394954 | APS | ZONE | APS | 2156112927 | LEERWEST | 138 KV | LEERW_LD | LOAD
8394954 | APS | ZONE | APS | 5021335 | LETTERKE | 138 KV | T61 | LOAD
8394954 | APS | ZONE | APS | 67719539 | LIMEKILN | 230 KV | T3 | LOAD
8394954 | APS | ZONE | APS | 48933965 | LIMEKILN | 230 KV | T4 | LOAD
8394954 | APS | ZONE | APS | 71856495 | LIMEKILN | 35 KV | LOADAL8 | LOAD
8394954 | APS | ZONE | APS | 71856491 | LIMEKILN | 35 KV | LOADBF1 | LOAD
8394954 | APS | ZONE | APS | 71856489 | LIMEKILN | 35 KV | LOADFAI | LOAD
8394954 | APS | ZONE | APS | 71856493 | LIMEKILN | 35 KV | LOADFK1 | LOAD
8394954 | APS | ZONE | APS | 5021339 | LINWOOD | 138 KV | T1 | LOAD
8394954 | APS | ZONE | APS | 5021340 | LINWOOD | 138 KV | T2 | LOAD
8394954 | APS | ZONE | APS | 1047976 | LOBO | 230 KV | 1TX | LOAD
8394954 | APS | ZONE | APS | 5021341 | LONGREAC | 138 KV | UNIONCAR | LOAD
8394954 | APS | ZONE | APS | 5021342 | LOUGHSLA | 138 KV | T1 | LOAD
8394954 | APS | ZONE | APS | 5021343 | LOUGHSLA | 138 KV | T2 | LOAD
8394954 | APS | ZONE | APS | 5021344 | LOUGHSLA | 138 KV | T3 | LOAD
8394954 | APS | ZONE | APS | 5021345 | LOYALHAN | 138 KV | T1 | LOAD
8394954 | APS | ZONE | APS | 5021346 | LOYALHAN | 138 KV | T2 | LOAD
8394954 | APS | ZONE | APS | 5021347 | LOYALHAN | 138 KV | T61 | LOAD
8394954 | APS | ZONE | APS | 5021348 | LOYALHAN | 138 KV | T62 | LOAD
8394954 | APS | ZONE | APS | 63381267 | LOYALHAN | 138 KV | T63 | LOAD
8394954 | APS | ZONE | APS | 5021349 | LUXOR | 138 KV | T1 | LOAD
8394954 | APS | ZONE | APS | 5021350 | LUXOR | 138 KV | T61 | LOAD
8394954 | APS | ZONE | APS | 5021351 | LUXOR | 138 KV | T62 | LOAD
8394954 | APS | ZONE | APS | 5021352 | LUZERNE | 138 KV | T62 | LOAD
8394954 | APS | ZONE | APS | 5021353 | MAHANSLA | 138 KV | T1 | LOAD
8394954 | APS | ZONE | APS | 71856497 | MALDEN | 138 KV | T1 | LOAD
8394954 | APS | ZONE | APS | 5021355 | MANIFOLD | 138 KV | T61 | LOAD
8394954 | APS | ZONE | APS | 48933969 | MANIFOLD | 138 KV | T62 | LOAD
8394954 | APS | ZONE | APS | 5021356 | MAPLELAK | 138 KV | T1 | LOAD
8394954 | APS | ZONE | APS | 5021357 | MARGARET | 138 KV | T1 | LOAD
8394954 | APS | ZONE | APS | 21601660 | MARLOWE | 34 KV | 34KVLOAD | LOAD
8394954 | APS | ZONE | APS | 74008631 | MARLOWE | 34 KV | LOAD2 | LOAD
8394954 | APS | ZONE | APS | 5021362 | MCALPIN | 138 KV | T1 | LOAD
8394954 | APS | ZONE | APS | 5021363 | MCALPIN | 138 KV | T2 | LOAD
8394954 | APS | ZONE | APS | 67719541 | MCCAIN | 230 KV | T2 LOAD | LOAD
8394954 | APS | ZONE | APS | 71856499 | MCCAIN | 230 KV | T3 LOAD | LOAD
8394954 | APS | ZONE | APS | 71856501 | MCCAIN | 230 KV | T4 LOAD | LOAD
8394954 | APS | ZONE | APS | 51519901 | MCCAIN | 35 KV | T1 | LOAD
8394954 | APS | ZONE | APS | 119117443 | MCCALMON | 138 KV | AKSTEEL | LOAD
8394954 | APS | ZONE | APS | 5021369 | MCCALMON | 138 KV | T1B | LOAD
8394954 | APS | ZONE | APS | 5021370 | MCCALMON | 138 KV | T2A | LOAD
8394954 | APS | ZONE | APS | 5021371 | MCCALMON | 138 KV | T3A | LOAD
8394954 | APS | ZONE | APS | 5021372 | MCCALMON | 138 KV | T61 | LOAD
8394954 | APS | ZONE | APS | 5021373 | MCCALMON | 138 KV | T63 | LOAD
8394954 | APS | ZONE | APS | 5021376 | MCCONNEL | 138 KV | T61 | LOAD
8394954 | APS | ZONE | APS | 45565819 | MCCONNEL | 138 KV | T62 | LOAD
8394954 | APS | ZONE | APS | 2156111866 | MCCONNEL | 34.5 KV | LOAD1 | LOAD
8394954 | APS | ZONE | APS | 2156111755 | MCCONNEL | 34.5 KV | LOAD2 | LOAD
8394954 | APS | ZONE | APS | 5021377 | MESSICRD | 138 KV | T1 | LOAD
8394954 | APS | ZONE | APS | 5021378 | MESSICRD | 138 KV | T2 | LOAD
8394954 | APS | ZONE | APS | 5021379 | METTIKI | 138 KV | METTIKI | LOAD
8394954 | APS | ZONE | APS | 5021380 | METZ | 138 KV | T1 | LOAD
8394954 | APS | ZONE | APS | 5021381 | MIDDLEBO | 138 KV | T1 | LOAD
8394954 | APS | ZONE | APS | 5021382 | MILESBUR | 230 KV | T81 | LOAD
8394954 | APS | ZONE | APS | 5021383 | MILESBUR | 230 KV | T82 | LOAD
8394954 | APS | ZONE | APS | 2156112928 | MILLBR_T | 138 KV | LOAD | LOAD
8394954 | APS | ZONE | APS | 38367819 | MILLVILL | 34 KV | MILL_AP | LOAD
8394954 | APS | ZONE | APS | 5021390 | MIRACLER | 138 KV | T1 | LOAD
8394954 | APS | ZONE | APS | 1268559962 | MIRACLER | 138 KV | T2 | LOAD
8394954 | APS | ZONE | APS | 5021391 | MITCHELL | 138 KV | T4 | LOAD
8394954 | APS | ZONE | APS | 5021392 | MITCHELL | 138 KV | T5 | LOAD
8394954 | APS | ZONE | APS | 1067159016 | MOBLEY | 138 KV | LOAD1 | LOAD
8394954 | APS | ZONE | APS | 5021395 | MONOCACY | 230 KV | T1 | LOAD
8394954 | APS | ZONE | APS | 5021396 | MONOCACY | 230 KV | T2 | LOAD
8394954 | APS | ZONE | APS | 51519905 | MONOCACY | 230 KV | T5 | LOAD
8394954 | APS | ZONE | APS | 51519903 | MONOCACY | 35 KV | T3 | LOAD
8394954 | APS | ZONE | APS | 5021397 | MONTERVI | 138 KV | T1 | LOAD
8394954 | APS | ZONE | APS | 38367823 | MONTGOME | 230 KV | T2 | LOAD
8394954 | APS | ZONE | APS | 38367825 | MONTGOME | 230 KV | T4 | LOAD
8394954 | APS | ZONE | APS | 51519907 | MONTGOME | 35 KV | T1 | LOAD
8394954 | APS | ZONE | APS | 51519909 | MONTGOME | 35 KV | T3 | LOAD
8394954 | APS | ZONE | APS | 5021400 | MORGAN | 138 KV | T1 | LOAD
8394954 | APS | ZONE | APS | 5021401 | MORGAN | 138 KV | T2 | LOAD
8394954 | APS | ZONE | APS | 5021403 | MTAIRY | 230 KV | T2 | LOAD
8394954 | APS | ZONE | APS | 5021404 | MTAIRY | 230 KV | T3 | LOAD
8394954 | APS | ZONE | APS | 5021405 | MTAIRY | 230 KV | T4 | LOAD
8394954 | APS | ZONE | APS | 51519911 | MTAIRY | 35 KV | T1 | LOAD
8394954 | APS | ZONE | APS | 1165469454 | MTGATHER | 138 KV | MOUNTAIN | LOAD
8394954 | APS | ZONE | APS | 5021406 | MTWOOD | 138 KV | T1 | LOAD
8394954 | APS | ZONE | APS | 5021407 | MTZI APS | 138 KV | T1 | LOAD
8394954 | APS | ZONE | APS | 5021408 | MURRYCRE | 138 KV | T61 | LOAD
8394954 | APS | ZONE | APS | 5021409 | MURRYCRE | 138 KV | T62 | LOAD
8394954 | APS | ZONE | APS | 5021410 | NATIONAL | 138 KV | T1 | LOAD
8394954 | APS | ZONE | APS | 5021411 | NECESSIT | 138 KV | T1 | LOAD
8394954 | APS | ZONE | APS | 45565821 | NECESSIT | 138 KV | T2 | LOAD
8394954 | APS | ZONE | APS | 5021412 | NETTIE | 138 KV | T1 | LOAD
8394954 | APS | ZONE | APS | 5021413 | NEWBETHL | 138 KV | T62 | LOAD
8394954 | APS | ZONE | APS | 5021414 | NEWMARKE | 230 KV | T1 | LOAD
8394954 | APS | ZONE | APS | 5021415 | NEWMARKE | 230 KV | T2 | LOAD
8394954 | APS | ZONE | APS | 1318132421 | NEWMARKE | 230 KV | T3 | LOAD
8394954 | APS | ZONE | APS | 5021416 | NEWMARTI | 138 KV | T1 | LOAD
8394954 | APS | ZONE | APS | 5021417 | NEWMARTI | 138 KV | T2 | LOAD
8394954 | APS | ZONE | APS | 5021420 | NFAYETTE | 138 KV | T61 | LOAD
8394954 | APS | ZONE | APS | 5021421 | NFAYETTE | 138 KV | T62 | LOAD
8394954 | APS | ZONE | APS | 5021422 | NFRANKLI | 138 KV | T2 | LOAD
8394954 | APS | ZONE | APS | 5021423 | NGREENSB | 138 KV | T61 | LOAD
8394954 | APS | ZONE | APS | 5021424 | NGREENSB | 138 KV | T62 | LOAD
8394954 | APS | ZONE | APS | 5021425 | NIPETOWN | 138 KV | T1 | LOAD
8394954 | APS | ZONE | APS | 45565823 | NIPETOWN | 138 KV | T2 | LOAD
8394954 | APS | ZONE | APS | 38367827 | NIPETOWN | 138 KV | T3 | LOAD
8394954 | APS | ZONE | APS | 135388695 | NLONGVW | 26 KV | LOAD | LOAD
8394954 | APS | ZONE | APS | 1248981102 | NOAKFORD | 138 KV | DELMONT | LOAD
8394954 | APS | ZONE | APS | 5021426 | NOAKFORD | 138 KV | T61 | LOAD
8394954 | APS | ZONE | APS | 5021427 | NPETERSB | 138 KV | T1 | LOAD
8394954 | APS | ZONE | APS | 41935411 | NPETERSB | 138 KV | T2 | LOAD
8394954 | APS | ZONE | APS | 48933971 | NPOINTE2 | 138 KV | T1 | LOAD
8394954 | APS | ZONE | APS | 5021428 | NSHE APS | 138 KV | T1 | LOAD
8394954 | APS | ZONE | APS | 5021429 | NSHE APS | 138 KV | T2 | LOAD
8394954 | APS | ZONE | APS | 5021430 | NUNION | 138 KV | T61 | LOAD
8394954 | APS | ZONE | APS | 5021431 | NUNION | 138 KV | T62 | LOAD
8394954 | APS | ZONE | APS | 5021432 | NVIENNA | 138 KV | T1 | LOAD
8394954 | APS | ZONE | APS | 5021433 | NWASHING | 138 KV | T61 | LOAD
8394954 | APS | ZONE | APS | 112585965 | NYSWANER | 138 KV | T1 | LOAD
8394954 | APS | ZONE | APS | 112585967 | NYSWANER | 138 KV | T2 | LOAD
8394954 | APS | ZONE | APS | 5021434 | OAKG APS | 138 KV | SS1 LOAD | LOAD
8394954 | APS | ZONE | APS | 5021435 | OAKG APS | 138 KV | SS2 LOAD | LOAD
8394954 | APS | ZONE | APS | 5021436 | OAKMOUND | 138 KV | T1 | LOAD
8394954 | APS | ZONE | APS | 5021437 | OAKMOUND | 138 KV | T2 | LOAD
8394954 | APS | ZONE | APS | 5021438 | OAKPARK | 138 KV | T1 | LOAD
8394954 | APS | ZONE | APS | 5021439 | OAKPARK | 138 KV | T2 | LOAD
8394954 | APS | ZONE | APS | 5021440 | OLDCHAPE | 138 KV | T1 | LOAD
8394954 | APS | ZONE | APS | 5021441 | OLDCHAPE | 138 KV | T2 | LOAD
8394954 | APS | ZONE | APS | 10700764 | OLDFARM | 230 KV | T1 LOAD | LOAD
8394954 | APS | ZONE | APS | 38367829 | OLDFARM | 230 KV | T2 LOAD | LOAD
8394954 | APS | ZONE | APS | 5021443 | OPEQUON | 138 KV | T2 | LOAD
8394954 | APS | ZONE | APS | 5021445 | OPEQUON | 138 KV | T4 | LOAD
8394954 | APS | ZONE | APS | 2156114440 | OPEQUON | 34.5 KV | T1_LOAD | LOAD
8394954 | APS | ZONE | APS | 2156114462 | OPEQUON | 34.5 KV | T3_LOAD | LOAD
8394954 | APS | ZONE | APS | 5021446 | OSAGE | 138 KV | T1 | LOAD
8394954 | APS | ZONE | APS | 76427699 | OSAGE | 138 KV | T2 | LOAD
8394954 | APS | ZONE | APS | 5021449 | PADENCIT | 138 KV | T1 | LOAD
8394954 | APS | ZONE | APS | 5021450 | PADENCIT | 138 KV | T2 | LOAD
8394954 | APS | ZONE | APS | 5021451 | PAGE | 138 KV | T1 | LOAD
8394954 | APS | ZONE | APS | 5021452 | PAGE | 138 KV | T2 | LOAD
8394954 | APS | ZONE | APS | 5021453 | PAGE | 138 KV | T3 | LOAD
8394954 | APS | ZONE | APS | 2156108942 | PAGE | 138 KV | T4 | LOAD
8394954 | APS | ZONE | APS | 5021454 | PAPERCIT | 138 KV | T1 | LOAD
8394954 | APS | ZONE | APS | 5021455 | PAPERCIT | 138 KV | T2 | LOAD
8394954 | APS | ZONE | APS | 38367831 | PARAMOUN | 138 KV | T2 | LOAD
8394954 | APS | ZONE | APS | 5021456 | PARKERSB | 138 KV | T1 | LOAD
8394954 | APS | ZONE | APS | 5021457 | PARKERSB | 138 KV | T2 | LOAD
8394954 | APS | ZONE | APS | 5021458 | PARKERSB | 138 KV | T3 | LOAD
8394954 | APS | ZONE | APS | 5021459 | PARKERSB | 138 KV | T4 | LOAD
8394954 | APS | ZONE | APS | 5021460 | PARKVIEW | 138 KV | T1 | LOAD
8394954 | APS | ZONE | APS | 5021461 | PARKVIEW | 138 KV | T2 | LOAD
8394954 | APS | ZONE | APS | 5021462 | PARRRUN | 138 KV | T1 | LOAD
8394954 | APS | ZONE | APS | 5021463 | PARRRUN | 138 KV | T2 | LOAD
8394954 | APS | ZONE | APS | 5021464 | PARSONS | 138 KV | T1 | LOAD
8394954 | APS | ZONE | APS | 5021465 | PENN APS | 138 KV | T61 | LOAD
8394954 | APS | ZONE | APS | 2156109547 | PERRYMA1 | 138 KV | T1 | LOAD
8394954 | APS | ZONE | APS | 5021466 | PETERS | 138 KV | T2 | LOAD
8394954 | APS | ZONE | APS | 5021467 | PETERS | 138 KV | T61 | LOAD
8394954 | APS | ZONE | APS | 5021468 | PETERS | 138 KV | T62 | LOAD
8394954 | APS | ZONE | APS | 5021469 | PICKENS | 138 KV | T1 | LOAD
8394954 | APS | ZONE | APS | 5021470 | PIERPONT | 138 KV | T1 | LOAD
8394954 | APS | ZONE | APS | 5021471 | PIERPONT | 138 KV | T2 | LOAD
8394954 | APS | ZONE | APS | 5021472 | PINEY FK | 138 KV | T61 | LOAD
8394954 | APS | ZONE | APS | 5021473 | PINEY FK | 138 KV | T62 | LOAD
8394954 | APS | ZONE | APS | 32947143 | PITTMILL | 138 KV | T1 MALL | LOAD
8394954 | APS | ZONE | APS | 5021474 | PLEA APS | 26 KV | SS LOAD1 | LOAD
8394954 | APS | ZONE | APS | 5021475 | PLEA APS | 26 KV | SS LOAD2 | LOAD
8394954 | APS | ZONE | APS | 78711725 | PLEASNT | 138 KV | LD_1 | LOAD
8394954 | APS | ZONE | APS | 78711727 | PLEASNT | 138 KV | LD_2 | LOAD
8394954 | APS | ZONE | APS | 50167 | POTTER | 115 KV | 115LD1 | LOAD
8394954 | APS | ZONE | APS | 50168 | POTTER | 115 KV | 115LD2 | LOAD
8394954 | APS | ZONE | APS | 5021477 | POWELLMT | 138 KV | T1 | LOAD
8394954 | APS | ZONE | APS | 5021478 | PRICEHIL | 138 KV | T1 | LOAD
8394954 | APS | ZONE | APS | 38367833 | PRICEHIL | 138 KV | T2 | LOAD
8394954 | APS | ZONE | APS | 2156114097 | PRICEHIL | 138 KV | T3 | LOAD
8394954 | APS | ZONE | APS | 74008633 | PURSLEY | 138 KV | LOAD1 | LOAD
8394954 | APS | ZONE | APS | 5021479 | QUAKERST | 138 KV | T1 | LOAD
8394954 | APS | ZONE | APS | 5021480 | QUAKERST | 138 KV | T2 | LOAD
8394954 | APS | ZONE | APS | 5021481 | QUEHANNA | 230 KV | T81 | LOAD
8394954 | APS | ZONE | APS | 5021482 | QUIETDEL | 138 KV | T2 | LOAD
8394954 | APS | ZONE | APS | 5021483 | REDBUD | 138 KV | T1 | LOAD
8394954 | APS | ZONE | APS | 5021484 | REDBUD | 138 KV | T2 | LOAD
8394954 | APS | ZONE | APS | 5021485 | REDBUD | 138 KV | T3 | LOAD
8394954 | APS | ZONE | APS | 5021486 | REDBUD | 138 KV | T4 | LOAD
8394954 | APS | ZONE | APS | 5021487 | REID | 138 KV | T1 | LOAD
8394954 | APS | ZONE | APS | 5021488 | REID | 138 KV | T2 | LOAD
8394954 | APS | ZONE | APS | 5021490 | RIDG APS | 138 KV | T1 | LOAD
8394954 | APS | ZONE | APS | 5021491 | RIDG APS | 138 KV | T2 | LOAD
8394954 | APS | ZONE | APS | 5021492 | RIDGELEY | 138 KV | T1 | LOAD
8394954 | APS | ZONE | APS | 5021493 | RIDGELEY | 138 KV | T2 | LOAD
8394954 | APS | ZONE | APS | 5021494 | RINGGOLD | 138 KV | T5 | LOAD
8394954 | APS | ZONE | APS | 5021495 | RINGGOLD | 138 KV | T6 | LOAD
8394954 | APS | ZONE | APS | 123900927 | RINGGOLD | 230 KV | T5 LOAD | LOAD
8394954 | APS | ZONE | APS | 123900929 | RINGGOLD | 230 KV | T6 LOAD | LOAD
8394954 | APS | ZONE | APS | 5021496 | RIVERTON | 138 KV | T1 | LOAD
8394954 | APS | ZONE | APS | 33884119 | RIVERTON | 138 KV | T2 | LOAD
8394954 | APS | ZONE | APS | 57967521 | RIVERTON | 138 KV | T3 | LOAD
8394954 | APS | ZONE | APS | 5021499 | RIVESVIL | 138 KV | SS LOAD | LOAD
8394954 | APS | ZONE | APS | 1067159141 | ROARCREK | 138 KV | LOAD1 | LOAD
8394954 | APS | ZONE | APS | 5021500 | ROBBINS | 138 KV | T61 | LOAD
8394954 | APS | ZONE | APS | 5021501 | ROBBINS | 138 KV | T62 | LOAD
8394954 | APS | ZONE | APS | 5021502 | ROBERTS | 138 KV | T2 | LOAD
8394954 | APS | ZONE | APS | 5021503 | ROCHEVIT | 138 KV | T1 | LOAD
8394954 | APS | ZONE | APS | 5021504 | RUTHBELL | 138 KV | T1 | LOAD
8394954 | APS | ZONE | APS | 2156114730 | SAGE | 230 KV | 1TR | LOAD
8394954 | APS | ZONE | APS | 2156114655 | SAGE | 230 KV | 2TR | LOAD
8394954 | APS | ZONE | APS | 5021506 | SALTSBUR | 138 KV | T2 | LOAD
8394954 | APS | ZONE | APS | 5021507 | SALTSBUR | 138 KV | T61 | LOAD
8394954 | APS | ZONE | APS | 5021508 | SANDFTAP | 138 KV | LOAD 1 | LOAD
8394954 | APS | ZONE | APS | 5021509 | SANFORD | 138 KV | T1 | LOAD
8394954 | APS | ZONE | APS | 38367839 | SAXONBUR | 138 KV | T61 | LOAD
8394954 | APS | ZONE | APS | 5021510 | SCHESTER | 138 KV | T1 | LOAD
8394954 | APS | ZONE | APS | 5021512 | SENECACA | 138 KV | T1 | LOAD
8394954 | APS | ZONE | APS | 32947147 | SEWICKLE | 138 KV | T2 | LOAD
8394954 | APS | ZONE | APS | 5021513 | SEWICKLE | 138 KV | T61 | LOAD
8394954 | APS | ZONE | APS | 1067159156 | SFAIRMNT | 138 KV | LOAD | LOAD
8394954 | APS | ZONE | APS | 45565825 | SFAYETTE | 138 KV | T61 | LOAD
8394954 | APS | ZONE | APS | 5021514 | SHAFFERS | 138 KV | T61 | LOAD
8394954 | APS | ZONE | APS | 5021515 | SHAFFERS | 138 KV | T62 | LOAD
8394954 | APS | ZONE | APS | 1348252262 | SHANNONR | 138 KV | T1 | LOAD
8394954 | APS | ZONE | APS | 5021516 | SHANORMA | 138 KV | T61 | LOAD
8394954 | APS | ZONE | APS | 31020633 | SHEPERDS | 138 KV | T1 LOAD | LOAD
8394954 | APS | ZONE | APS | 5021519 | SHEPERDS | 138 KV | T2 | LOAD
8394954 | APS | ZONE | APS | 1067159163 | SHERWOD | 138 KV | LOAD1 | LOAD
8394954 | APS | ZONE | APS | 5021520 | SHINGLET | 230 KV | T81 | LOAD
8394954 | APS | ZONE | APS | 5021521 | SHINGLET | 230 KV | T82 | LOAD
8394954 | APS | ZONE | APS | 5021522 | SHINNSRN | 138 KV | T1 | LOAD
8394954 | APS | ZONE | APS | 5021523 | SHORTGAP | 138 KV | T1 | LOAD
8394954 | APS | ZONE | APS | 41935413 | SHORTGAP | 138 KV | T2 | LOAD
8394954 | APS | ZONE | APS | 5021524 | SILVERVI | 138 KV | T62 | LOAD
8394954 | APS | ZONE | APS | 5021525 | SLEEPYHO | 138 KV | T1 | LOAD
8394954 | APS | ZONE | APS | 5021526 | SLEEPYHO | 138 KV | T2 | LOAD
8394954 | APS | ZONE | APS | 48933973 | SLEEPYHO | 138 KV | T3 | LOAD
8394954 | APS | ZONE | APS | 74008635 | SLEEPYHO | 138 KV | T4 | LOAD
8394954 | APS | ZONE | APS | 5021529 | SMIT APS | 138 KV | T3 | LOAD
8394954 | APS | ZONE | APS | 5021530 | SMIT APS | 138 KV | T61 | LOAD
8394954 | APS | ZONE | APS | 2156114579 | SMIT APS | 25 KV | T2_LD | LOAD
8394954 | APS | ZONE | APS | 2156114561 | SMIT APS | 25 KV | UNE2_LD | LOAD
8394954 | APS | ZONE | APS | 5021531 | SMITHTON | 138 KV | T61 | LOAD
8394954 | APS | ZONE | APS | 5021532 | SMITHTON | 138 KV | T62 | LOAD
8394954 | APS | ZONE | APS | 5021533 | SMORGANT | 138 KV | T1 | LOAD
8394954 | APS | ZONE | APS | 5021534 | SMORGANT | 138 KV | T2 | LOAD
8394954 | APS | ZONE | APS | 112585977 | SNOWYCRE | 69 KV | LOAD1 | LOAD
8394954 | APS | ZONE | APS | 5021536 | SOAKFORD | 138 KV | T61 | LOAD
8394954 | APS | ZONE | APS | 5021537 | SOCIALHA | 138 KV | T2 | LOAD
8394954 | APS | ZONE | APS | 38367929 | SOMERSET | 35 KV | SOME_AP | LOAD
8394954 | APS | ZONE | APS | 5021538 | SONY | 138 KV | T61 | LOAD
8394954 | APS | ZONE | APS | 5021539 | SONY | 138 KV | T62 | LOAD
8394954 | APS | ZONE | APS | 2156114244 | SPECKSRN | 138 KV | T2LD | LOAD
8394954 | APS | ZONE | APS | 5021540 | SPERRYVI | 138 KV | T2 | LOAD
8394954 | APS | ZONE | APS | 2156109546 | SPERRYVI | 138 KV | TR4 | LOAD
8394954 | APS | ZONE | APS | 78711733 | SPRINGDA | 18 KV | CT3 AUX | LOAD
8394954 | APS | ZONE | APS | 78711735 | SPRINGDA | 18 KV | CT4 AUX | LOAD
8394954 | APS | ZONE | APS | 78711737 | SPRINGDA | 18 KV | ST5 AUX | LOAD
8394954 | APS | ZONE | APS | 5021543 | STCL APS | 138 KV | T61 | LOAD
8394954 | APS | ZONE | APS | 5021544 | STCL APS | 138 KV | T62 | LOAD
8394954 | APS | ZONE | APS | 61482237 | STEPHENS | 138 KV | T1 | LOAD
8394954 | APS | ZONE | APS | 61482239 | STEPHENS | 138 KV | T2 | LOAD
8394954 | APS | ZONE | APS | 5021545 | STMARYS | 138 KV | T1 | LOAD
8394954 | APS | ZONE | APS | 5021546 | STONYRD | 138 KV | T1 | LOAD
8394954 | APS | ZONE | APS | 5021547 | STONYRD | 138 KV | T2 | LOAD
8394954 | APS | ZONE | APS | 5021548 | STONYRD | 138 KV | T3 | LOAD
8394954 | APS | ZONE | APS | 1379254873 | STRASBUR | 138 KV | SVEC | LOAD
8394954 | APS | ZONE | APS | 38367843 | STRASBUR | 138 KV | T1_AP | LOAD
8394954 | APS | ZONE | APS | 5021550 | STRASBUR | 138 KV | T2 | LOAD
8394954 | APS | ZONE | APS | 5021551 | STRASBUR | 138 KV | T3 | LOAD
8394954 | APS | ZONE | APS | 5021552 | SUMMERSV | 138 KV | T1 | LOAD
8394954 | APS | ZONE | APS | 5021553 | SUMMERSV | 138 KV | T2 | LOAD
8394954 | APS | ZONE | APS | 1356150638 | SUNDELMT | 138 KV | SUNOCO | LOAD
8394954 | APS | ZONE | APS | 5021554 | SUNION | 138 KV | T61 | LOAD
8394954 | APS | ZONE | APS | 5021555 | SUNION | 138 KV | T62 | LOAD
8394954 | APS | ZONE | APS | 5021556 | SUTTON | 138 KV | T1 | LOAD
8394954 | APS | ZONE | APS | 1268560160 | SUTTONHI | 69 KV | T1 | LOAD
8394954 | APS | ZONE | APS | 5021558 | SVIENNA | 138 KV | T1 | LOAD
8394954 | APS | ZONE | APS | 5021559 | TALLMANS | 138 KV | T1 | LOAD
8394954 | APS | ZONE | APS | 5021560 | TANEYTOW | 138 KV | T1 | LOAD
8394954 | APS | ZONE | APS | 45565827 | TANEYTOW | 138 KV | T2 | LOAD
8394954 | APS | ZONE | APS | 5021561 | TEXASEA5 | 138 KV | T1 | LOAD
8394954 | APS | ZONE | APS | 5021562 | TEXASEA6 | 138 KV | T1 | LOAD
8394954 | APS | ZONE | APS | 2156115000 | TIMBERLA | 138 KV | LD1 | LOAD
8394954 | APS | ZONE | APS | 2156109548 | TOLAND | 138 KV | LOAD | LOAD
8394954 | APS | ZONE | APS | 5021563 | TRISSLER | 138 KV | T1 | LOAD
8394954 | APS | ZONE | APS | 5021564 | TRISSLER | 138 KV | T2 | LOAD
8394954 | APS | ZONE | APS | 5021565 | TRISSLER | 138 KV | T3 | LOAD
8394954 | APS | ZONE | APS | 2156109549 | TWO_SIX | 138 KV | LOAD | LOAD
8394954 | APS | ZONE | APS | 5021566 | UNIONRD | 138 KV | T1 | LOAD
8394954 | APS | ZONE | APS | 5021567 | VANCEVIL | 138 KV | T2 | LOAD
8394954 | APS | ZONE | APS | 5021568 | VANDERGR | 138 KV | T2 | LOAD
8394954 | APS | ZONE | APS | 5021569 | VANDERGR | 138 KV | T61 | LOAD
8394954 | APS | ZONE | APS | 5021570 | VANDERGR | 138 KV | T62 | LOAD
8394954 | APS | ZONE | APS | 1368999044 | VANVILLE | 138 KV | T19 | LOAD
8394954 | APS | ZONE | APS | 5021571 | VARNER | 138 KV | T1 | LOAD
8394954 | APS | ZONE | APS | 5021572 | VASCO | 138 KV | T1 | LOAD
8394954 | APS | ZONE | APS | 2156110808 | VENSRUNT | 138 KV | VENSLD | LOAD
8394954 | APS | ZONE | APS | 5021573 | VISCOSE | 138 KV | T1 | LOAD
8394954 | APS | ZONE | APS | 2156110807 | VOLGATAP | 138 KV | VOLGALD | LOAD
8394954 | APS | ZONE | APS | 1218903203 | WALDORUN | 138 KV | SHERWD1 | LOAD
8394954 | APS | ZONE | APS | 1218903204 | WALDORUN | 138 KV | SHERWD2 | LOAD
8394954 | APS | ZONE | APS | 5021574 | WALKERSV | 138 KV | T1 | LOAD
8394954 | APS | ZONE | APS | 5021575 | WALKERSV | 138 KV | T2 | LOAD
8394954 | APS | ZONE | APS | 5021576 | WALTZMIL | 138 KV | T2 | LOAD
8394954 | APS | ZONE | APS | 5021577 | WARFORDS | 138 KV | T2 | LOAD
8394954 | APS | ZONE | APS | 2156114028 | WARRIORN | 138 KV | AUX_LOAD | LOAD
8394954 | APS | ZONE | APS | 5021579 | WASH APS | 138 KV | T2 | LOAD
8394954 | APS | ZONE | APS | 5021580 | WASH APS | 138 KV | T61 | LOAD
8394954 | APS | ZONE | APS | 5021581 | WASH APS | 138 KV | T62 | LOAD
8394954 | APS | ZONE | APS | 5021583 | WASH2APS | 138 KV | AGA GAS | LOAD
8394954 | APS | ZONE | APS | 5021582 | WASH2APS | 138 KV | T1 | LOAD
8394954 | APS | ZONE | APS | 5021584 | WAVERLY | 138 KV | T2 | LOAD
8394954 | APS | ZONE | APS | 5021586 | WEIRTON | 138 KV | T2 | LOAD
8394954 | APS | ZONE | APS | 5021587 | WEIRTON | 138 KV | T3 | LOAD
8394954 | APS | ZONE | APS | 5021588 | WEIRTON | 138 KV | T4 | LOAD
8394954 | APS | ZONE | APS | 5021589 | WEIRTON | 138 KV | T5 | LOAD
8394954 | APS | ZONE | APS | 5021590 | WEIRTON | 138 KV | T6 | LOAD
8394954 | APS | ZONE | APS | 5021591 | WESTON | 138 KV | T1 | LOAD
8394954 | APS | ZONE | APS | 5021592 | WESTON | 138 KV | T2 | LOAD
8394954 | APS | ZONE | APS | 5021593 | WESTRAVE | 138 KV | T61 | LOAD
8394954 | APS | ZONE | APS | 5021594 | WESTRAVE | 138 KV | T62 | LOAD
8394954 | APS | ZONE | APS | 5021595 | WESTRUN | 138 KV | T1 | LOAD
8394954 | APS | ZONE | APS | 5021596 | WESTRUN | 138 KV | T2 | LOAD
8394954 | APS | ZONE | APS | 5021597 | WESTVACO | 138 KV | T1 | LOAD
8394954 | APS | ZONE | APS | 5021598 | WESTVACO | 138 KV | T2 | LOAD
8394954 | APS | ZONE | APS | 5021599 | WHITELEY | 138 KV | T1 | LOAD
8394954 | APS | ZONE | APS | 5021600 | WHITELEY | 138 KV | T2 | LOAD
8394954 | APS | ZONE | APS | 5021601 | WHITEVAL | 138 KV | T1 | LOAD
8394954 | APS | ZONE | APS | 5021602 | WHITEVAL | 138 KV | T61 | LOAD
8394954 | APS | ZONE | APS | 5021603 | WHITEVAL | 138 KV | T62 | LOAD
8394954 | APS | ZONE | APS | 5021604 | WILLAMET | 138 KV | T61 | LOAD
8394954 | APS | ZONE | APS | 112585981 | WILLIAM | 69 KV | LOAD1 | LOAD
8394954 | APS | ZONE | APS | 74008639 | WILLMCRK | 138 KV | T1 | LOAD
8394954 | APS | ZONE | APS | 74008641 | WILLMCRK | 138 KV | T2 | LOAD
8394954 | APS | ZONE | APS | 5021608 | WIND APS | 138 KV | T1 | LOAD
8394954 | APS | ZONE | APS | 2156113893 | WJEFERSN | 230 KV | TR1 | LOAD
8394954 | APS | ZONE | APS | 5021610 | WMIL APS | 138 KV | T1 | LOAD
8394954 | APS | ZONE | APS | 1356150637 | WMORELND | 20 KV | AUXA | LOAD
8394954 | APS | ZONE | APS | 1356150636 | WMORELND | 20 KV | AUXB | LOAD
8394954 | APS | ZONE | APS | 5021613 | WOLFRUN | 138 KV | WOLFRUN | LOAD
8394954 | APS | ZONE | APS | 5021614 | WOODLAND | 138 KV | T2 | LOAD
8394954 | APS | ZONE | APS | 5021615 | WOVE APS | 138 KV | T1 | LOAD
8394954 | APS | ZONE | APS | 5021616 | WUNION | 138 KV | T2 | LOAD
8394954 | APS | ZONE | APS | 5021617 | WWAYNESB | 138 KV | T2 | LOAD
8394954 | APS | ZONE | APS | 5021618 | WWAYNESB | 138 KV | T61 | LOAD
8394954 | APS | ZONE | APS | 5021619 | WWAYNESB | 138 KV | T62 | LOAD
8394954 | APS | ZONE | APS | 5021620 | WWINCHES | 138 KV | T1 | LOAD
8394954 | APS | ZONE | APS | 5021621 | WWINCHES | 138 KV | T2 | LOAD
8394954 | APS | ZONE | APS | 74008643 | WWINCHES | 138 KV | T3 | LOAD
8394954 | APS | ZONE | APS | 5021622 | WYCOFF | 138 KV | T1 | LOAD
8394954 | APS | ZONE | APS | 5021623 | YOUNGWOO | 138 KV | T1 | LOAD
8394954 | APS | ZONE | APS | 5021624 | YOUNGWOO | 138 KV | T2 | LOAD
8394954 | APS | ZONE | APS | 5021625 | YOUNGWOO | 138 KV | T61 | LOAD
8394954 | APS | ZONE | APS | 5021626 | YOUNGWOO | 138 KV | T62 | LOAD
116013753 | ATSI | ZONE | ATSI | 98369975 | 02AMSTED | 138 KV | TR2 | LOAD
116013753 | ATSI | ZONE | ATSI | 98369973 | 02AMSTED | 138 KV | TR6 | LOAD
116013753 | ATSI | ZONE | ATSI | 93353477 | 02ANGOLA | 138 KV | TR1 | LOAD
116013753 | ATSI | ZONE | ATSI | 93353479 | 02ANGOLA | 138 KV | TR2 | LOAD
116013753 | ATSI | ZONE | ATSI | 98369977 | 02ARMCO | 138 KV | TR1 | LOAD
116013753 | ATSI | ZONE | ATSI | 98369979 | 02ARMCO | 138 KV | TR2 | LOAD
116013753 | ATSI | ZONE | ATSI | 98369981 | 02ARMCO | 138 KV | TR3 | LOAD
116013753 | ATSI | ZONE | ATSI | 98369983 | 02ARMCO | 138 KV | TR4 | LOAD
116013753 | ATSI | ZONE | ATSI | 93353485 | 02AYERSV | 138 KV | TR1 | LOAD
116013753 | ATSI | ZONE | ATSI | 93353487 | 02BRUSH | 138 KV | TR1 | LOAD
116013753 | ATSI | ZONE | ATSI | 98369987 | 02BRWELL | 138 KV | TR1 | LOAD
116013753 | ATSI | ZONE | ATSI | 98369989 | 02BWAK | 138 KV | TR1 | LOAD
116013753 | ATSI | ZONE | ATSI | 98369991 | 02BWAK | 138 KV | TR2 | LOAD
116013753 | ATSI | ZONE | ATSI | 98369993 | 02CARDNT | 69 KV | TR1 | LOAD
116013753 | ATSI | ZONE | ATSI | 1067163868 | 02CLINTN | 11 KV | TR1 | LOAD
116013753 | ATSI | ZONE | ATSI | 1067163869 | 02CLINTN | 11 KV | TR2 | LOAD
116013753 | ATSI | ZONE | ATSI | 1067163870 | 02CLINTN | 11 KV | TR3 | LOAD
116013753 | ATSI | ZONE | ATSI | 93353495 | 02CLINTN | 138 KV | TR71 | LOAD
116013753 | ATSI | ZONE | ATSI | 93353497 | 02CLINTN | 138 KV | TR72 | LOAD
116013753 | ATSI | ZONE | ATSI | 2041967818 | 02COLLIN | 138 KV | BTM | LOAD
116013753 | ATSI | ZONE | ATSI | 1552834069 | 02COLLIN | 138 KV | T2 | LOAD
116013753 | ATSI | ZONE | ATSI | 98370383 | 02COLLIN | 138 KV | TR1 | LOAD
116013753 | ATSI | ZONE | ATSI | 98369995 | 02CORTLD | 138 KV | TR1 | LOAD
116013753 | ATSI | ZONE | ATSI | 98370385 | 02CPP_NH | 138 KV | TR1 | LOAD
116013753 | ATSI | ZONE | ATSI | 98370387 | 02CPP_NH | 138 KV | TR2 | LOAD
116013753 | ATSI | ZONE | ATSI | 93353499 | 02CRESTW | 138 KV | TR71 | LOAD
116013753 | ATSI | ZONE | ATSI | 93353501 | 02CRESTW | 138 KV | TR72 | LOAD
116013753 | ATSI | ZONE | ATSI | 93353503 | 02CRYSTL | 138 KV | TR71 | LOAD
116013753 | ATSI | ZONE | ATSI | 93353505 | 02DARWIN | 138 KV | TR71 | LOAD
116013753 | ATSI | ZONE | ATSI | 93353507 | 02DAWSON | 138 KV | TR1 | LOAD
116013753 | ATSI | ZONE | ATSI | 93353509 | 02DAWSON | 138 KV | TR3 | LOAD
116013753 | ATSI | ZONE | ATSI | 93353511 | 02DECANT | 138 KV | TR1 | LOAD
116013753 | ATSI | ZONE | ATSI | 93353513 | 02DEFISW | 138 KV | TR1 | LOAD
116013753 | ATSI | ZONE | ATSI | 93353515 | 02DELL | 138 KV | TR71 | LOAD
116013753 | ATSI | ZONE | ATSI | 93353517 | 02DELL | 138 KV | TR72 | LOAD
116013753 | ATSI | ZONE | ATSI | 98370389 | 02DIVISN | 138 KV | TR1 | LOAD
116013753 | ATSI | ZONE | ATSI | 98370391 | 02DIVISN | 138 KV | TR2 | LOAD
116013753 | ATSI | ZONE | ATSI | 98370393 | 02DIVISN | 138 KV | TR3 | LOAD
116013753 | ATSI | ZONE | ATSI | 98369997 | 02DUALRT | 138 KV | TR1 | LOAD
116013753 | ATSI | ZONE | ATSI | 1107283768 | 02DUALRT | 138 KV | YACHIYO | LOAD
116013753 | ATSI | ZONE | ATSI | 93353519 | 02DUNBAR | 138 KV | TR71 | LOAD
116013753 | ATSI | ZONE | ATSI | 93353521 | 02DUNBAR | 138 KV | TR72 | LOAD
116013753 | ATSI | ZONE | ATSI | 93353523 | 02DUNKRK | 138 KV | TR71 | LOAD
116013753 | ATSI | ZONE | ATSI | 98370395 | 02E_IND | 138 KV | TR1 | LOAD
116013753 | ATSI | ZONE | ATSI | 98370397 | 02E_IND | 138 KV | TR2 | LOAD
116013753 | ATSI | ZONE | ATSI | 93353525 | 02EATON | 138 KV | TR71 | LOAD
116013753 | ATSI | ZONE | ATSI | 93353527 | 02EBER | 138 KV | TR1 | LOAD
116013753 | ATSI | ZONE | ATSI | 93353529 | 02ELDEN | 138 KV | TR71 | LOAD
116013753 | ATSI | ZONE | ATSI | 93353531 | 02ELDEN | 138 KV | TR72 | LOAD
116013753 | ATSI | ZONE | ATSI | 98369999 | 02ELWOOD | 138 KV | TR1 | LOAD
116013753 | ATSI | ZONE | ATSI | 98370001 | 02ELWOOD | 138 KV | TR2 | LOAD
116013753 | ATSI | ZONE | ATSI | 93353533 | 02EMILY | 138 KV | TR71 | LOAD
116013753 | ATSI | ZONE | ATSI | 93353535 | 02EMILY | 138 KV | TR72 | LOAD
116013753 | ATSI | ZONE | ATSI | 93353537 | 02ERIE | 138 KV | TR71 | LOAD
116013753 | ATSI | ZONE | ATSI | 93353539 | 02FABER | 138 KV | TR71 | LOAD
116013753 | ATSI | ZONE | ATSI | 106856793 | 02FAYET | 138 KV | TR1 | LOAD
116013753 | ATSI | ZONE | ATSI | 93353541 | 02FIVEPT | 138 KV | TR1 | LOAD
116013753 | ATSI | ZONE | ATSI | 93353543 | 02FORD | 138 KV | TR1 | LOAD
116013753 | ATSI | ZONE | ATSI | 93353545 | 02FORD | 138 KV | TR2 | LOAD
116013753 | ATSI | ZONE | ATSI | 93353551 | 02FORTIN | 138 KV | TR1 | LOAD
116013753 | ATSI | ZONE | ATSI | 93353553 | 02FREY | 138 KV | TR1 | LOAD
116013753 | ATSI | ZONE | ATSI | 93353555 | 02GARFLD | 138 KV | TR71 | LOAD
116013753 | ATSI | ZONE | ATSI | 93353561 | 02GMC | 138 KV | TR1 | LOAD
116013753 | ATSI | ZONE | ATSI | 93353563 | 02GMC | 138 KV | TR2 | LOAD
116013753 | ATSI | ZONE | ATSI | 93353565 | 02GMC | 138 KV | TR3 | LOAD
116013753 | ATSI | ZONE | ATSI | 98370003 | 02HAMILT | 138 KV | LD1 | LOAD
116013753 | ATSI | ZONE | ATSI | 93353573 | 02HAMLTN | 138 KV | TR1 | LOAD
116013753 | ATSI | ZONE | ATSI | 93353571 | 02HAMLTN | 138 KV | TR2 | LOAD
116013753 | ATSI | ZONE | ATSI | 93353569 | 02HAMLTN | 138 KV | TR3 | LOAD
116013753 | ATSI | ZONE | ATSI | 93353567 | 02HAMLTN | 138 KV | TR4 | LOAD
116013753 | ATSI | ZONE | ATSI | 135389027 | 02HUMMEL | 36 KV | LDFDR | LOAD
116013753 | ATSI | ZONE | ATSI | 93353587 | 02INCA | 138 KV | TR71 | LOAD
116013753 | ATSI | ZONE | ATSI | 119117447 | 02IRON | 138 KV | TR71 | LOAD
116013753 | ATSI | ZONE | ATSI | 119117449 | 02IRON | 138 KV | TR72 | LOAD
116013753 | ATSI | ZONE | ATSI | 93353593 | 02JMP | 138 KV | TR1 | LOAD
116013753 | ATSI | ZONE | ATSI | 93353595 | 02JMP2 | 138 KV | TR10 | LOAD
116013753 | ATSI | ZONE | ATSI | 93353597 | 02JMP2 | 138 KV | TR11 | LOAD
116013753 | ATSI | ZONE | ATSI | 1268565225 | 02JOHNCT | 138 KV | LDJC | LOAD
116013753 | ATSI | ZONE | ATSI | 2156110857 | 02JOHNCT | 138 KV | LDJC2 | LOAD
116013753 | ATSI | ZONE | ATSI | 1268565226 | 02JOHNCT | 138 KV | TR1 | LOAD
116013753 | ATSI | ZONE | ATSI | 93353603 | 02JP | 138 KV | TR1 | LOAD
116013753 | ATSI | ZONE | ATSI | 93353601 | 02JP | 138 KV | TR2 | LOAD
116013753 | ATSI | ZONE | ATSI | 93353599 | 02JP | 138 KV | TR3 | LOAD
116013753 | ATSI | ZONE | ATSI | 93353605 | 02KYHS | 138 KV | TR1 | LOAD
116013753 | ATSI | ZONE | ATSI | 48934101 | 02KYHS | 138 KV | TR2 | LOAD
116013753 | ATSI | ZONE | ATSI | 2041967841 | 02LAKERD | 138 KV | 69KVLOAD | LOAD
116013753 | ATSI | ZONE | ATSI | 1268565484 | 02LAKERD | 138 KV | T1 LD | LOAD
116013753 | ATSI | ZONE | ATSI | 1268565485 | 02LAKERD | 138 KV | T2 LD | LOAD
116013753 | ATSI | ZONE | ATSI | 93353607 | 02LARK | 138 KV | TR71 | LOAD
116013753 | ATSI | ZONE | ATSI | 93353609 | 02LARK | 138 KV | TR72 | LOAD
116013753 | ATSI | ZONE | ATSI | 93353611 | 02LIMECT | 138 KV | TR1 | LOAD
116013753 | ATSI | ZONE | ATSI | 93353613 | 02LIMECT | 138 KV | TR2 | LOAD
116013753 | ATSI | ZONE | ATSI | 98370297 | 02LTV | 138 KV | TR1 | LOAD
116013753 | ATSI | ZONE | ATSI | 93353619 | 02LYONS | 138 KV | TR1 | LOAD
116013753 | ATSI | ZONE | ATSI | 93353623 | 02MARBLE | 138 KV | TR71 | LOAD
116013753 | ATSI | ZONE | ATSI | 93353621 | 02MARBLE | 138 KV | TR72 | LOAD
116013753 | ATSI | ZONE | ATSI | 98370005 | 02MLCRK | 138 KV | TR1 | LOAD
116013753 | ATSI | ZONE | ATSI | 98370399 | 02N_EAST | 138 KV | TR1 | LOAD
116013753 | ATSI | ZONE | ATSI | 98370401 | 02N_EAST | 138 KV | TR2 | LOAD
116013753 | ATSI | ZONE | ATSI | 2156112439 | 02NASA | 34 KV | A1_LOAD | LOAD
116013753 | ATSI | ZONE | ATSI | 2156112397 | 02NASA | 34 KV | A2_LOAD | LOAD
116013753 | ATSI | ZONE | ATSI | 32414685 | 02NASA | 34 KV | E | LOAD
116013753 | ATSI | ZONE | ATSI | 2156112452 | 02NASA | 34 KV | K10_LOAD | LOAD
116013753 | ATSI | ZONE | ATSI | 2156112508 | 02NASA | 34 KV | K7_LOAD | LOAD
116013753 | ATSI | ZONE | ATSI | 2156112376 | 02NASA | 34 KV | K8_LOAD | LOAD
116013753 | ATSI | ZONE | ATSI | 2156112471 | 02NASA | 34 KV | K9_LOAD | LOAD
116013753 | ATSI | ZONE | ATSI | 98370299 | 02NASH | 138 KV | TR71 | LOAD
116013753 | ATSI | ZONE | ATSI | 98370301 | 02NASH | 138 KV | TR72 | LOAD
116013753 | ATSI | ZONE | ATSI | 98370303 | 02NEWPRT | 138 KV | TR71 | LOAD
116013753 | ATSI | ZONE | ATSI | 93353625 | 02OILEVS | 138 KV | TR1 | LOAD
116013753 | ATSI | ZONE | ATSI | 93353627 | 02OILEVS | 138 KV | TR2 | LOAD
116013753 | ATSI | ZONE | ATSI | 93353629 | 02OREGON | 138 KV | TR1 | LOAD
116013753 | ATSI | ZONE | ATSI | 98370305 | 02PAWNEE | 138 KV | TR71 | LOAD
116013753 | ATSI | ZONE | ATSI | 93353639 | 02RDGVL | 138 KV | TR1 | LOAD
116013753 | ATSI | ZONE | ATSI | 98370013 | 02ROSEMT | 138 KV | TR1 | LOAD
116013753 | ATSI | ZONE | ATSI | 98370403 | 02S_EAST | 138 KV | TR1 | LOAD
116013753 | ATSI | ZONE | ATSI | 98370405 | 02S_EAST | 138 KV | TR2 | LOAD
116013753 | ATSI | ZONE | ATSI | 93353641 | 02SILICA | 138 KV | TR1 | LOAD
116013753 | ATSI | ZONE | ATSI | 93353643 | 02SILICA | 138 KV | TR2 | LOAD
116013753 | ATSI | ZONE | ATSI | 93353645 | 02SWANTN | 138 KV | TR1 | LOAD
116013753 | ATSI | ZONE | ATSI | 93353647 | 02SYLVNA | 138 KV | TR1 | LOAD
116013753 | ATSI | ZONE | ATSI | 98370015 | 02TEREX | 138 KV | TR1 | LOAD
116013753 | ATSI | ZONE | ATSI | 98370017 | 02TEREX | 138 KV | TR2 | LOAD
116013753 | ATSI | ZONE | ATSI | 135388727 | 02TOUSNT | 69 KV | DAVBAS69 | LOAD
116013753 | ATSI | ZONE | ATSI | 98370019 | 02WADS | 138 KV | TR1 | LOAD
116013753 | ATSI | ZONE | ATSI | 98370021 | 02WADS | 138 KV | TR2 | LOAD
116013753 | ATSI | ZONE | ATSI | 93353653 | 02WALBRD | 138 KV | TR1 | LOAD
116013753 | ATSI | ZONE | ATSI | 93353655 | 02WALBRD | 138 KV | TR2 | LOAD
116013753 | ATSI | ZONE | ATSI | 93353657 | 02WATERV | 138 KV | TR1 | LOAD
116013753 | ATSI | ZONE | ATSI | 93353659 | 02WENTWT | 138 KV | TR1 | LOAD
116013753 | ATSI | ZONE | ATSI | 93353661 | 02WENTWT | 138 KV | TR2 | LOAD
116013753 | ATSI | ZONE | ATSI | 93353663 | 02WESTGT | 138 KV | TR1 | LOAD
116013753 | ATSI | ZONE | ATSI | 2041967856 | 04CPPW41 | 69 KV | 69KVLOAD | LOAD
116013753 | ATSI | ZONE | ATSI | 135388729 | 1ST_ST | 69 KV | TR1 | LOAD
116013753 | ATSI | ZONE | ATSI | 1218908240 | 21STREET | 69 KV | 21ST LD | LOAD
116013753 | ATSI | ZONE | ATSI | 135388731 | 5TH_ST | 69 KV | TR1 | LOAD
116013753 | ATSI | ZONE | ATSI | 135388733 | 5TH_ST | 69 KV | TR2 | LOAD
116013753 | ATSI | ZONE | ATSI | 135388735 | 6TH_ST | 69 KV | TR1 | LOAD
116013753 | ATSI | ZONE | ATSI | 2156111274 | 911INDUS | 138 KV | 911_LOAD | LOAD
116013753 | ATSI | ZONE | ATSI | 1348257155 | ABBE | 69 KV | T1 LD | LOAD
116013753 | ATSI | ZONE | ATSI | 1869182865 | ACMEHILL | 69 KV | T1 | LOAD
116013753 | ATSI | ZONE | ATSI | 1869183610 | ADAMSFE | 69 KV | T1 | LOAD
116013753 | ATSI | ZONE | ATSI | 1869183609 | ADAMSFE | 69 KV | T2 | LOAD
116013753 | ATSI | ZONE | ATSI | 2156114540 | ADAMSRID | 69 KV | T1LD | LOAD
116013753 | ATSI | ZONE | ATSI | 93353669 | ADMIRAL | 34 KV | TR-1 | LOAD
116013753 | ATSI | ZONE | ATSI | 2041966868 | AERO | 69 KV | T1 | LOAD
116013753 | ATSI | ZONE | ATSI | 98370023 | AETNA | 138 KV | TR3 | LOAD
116013753 | ATSI | ZONE | ATSI | 32414793 | AETNA | 23 KV | A | LOAD
116013753 | ATSI | ZONE | ATSI | 123901017 | AIR_PROD | 138 KV | TR1 | LOAD
116013753 | ATSI | ZONE | ATSI | 123901019 | AIR_PROD | 138 KV | TR2 | LOAD
116013753 | ATSI | ZONE | ATSI | 98370025 | AIRPRKFE | 138 KV | TR1 | LOAD
116013753 | ATSI | ZONE | ATSI | 1338423896 | ALCOAFE | 138 KV | ALCOA LD | LOAD
116013753 | ATSI | ZONE | ATSI | 1207068118 | ALLENMOD | 138 KV | T2 | LOAD
116013753 | ATSI | ZONE | ATSI | 135388737 | ALTA | 69 KV | TR1 | LOAD
116013753 | ATSI | ZONE | ATSI | 1869183626 | AMCOR | 69 KV | T1 | LOAD
116013753 | ATSI | ZONE | ATSI | 1869183649 | AMERAUG | 69 KV | T1 | LOAD
116013753 | ATSI | ZONE | ATSI | 2041966831 | ANDOVRFE | 69 KV | T1 | LOAD
116013753 | ATSI | ZONE | ATSI | 2041966832 | ANDOVRFE | 69 KV | T2 | LOAD
116013753 | ATSI | ZONE | ATSI | 98370309 | ASH_C | 138 KV | Q31 | LOAD
116013753 | ATSI | ZONE | ATSI | 98370307 | ASH_C | 138 KV | TR6 | LOAD
116013753 | ATSI | ZONE | ATSI | 2156112400 | ASHLAND | 138 KV | T1_LOAD | LOAD
116013753 | ATSI | ZONE | ATSI | 2156111273 | ASHTABUL | 138 KV | PETMINLD | LOAD
116013753 | ATSI | ZONE | ATSI | 98370313 | ASHTABUL | 138 KV | TR10 | LOAD
116013753 | ATSI | ZONE | ATSI | 98370315 | ASHTABUL | 138 KV | TR11 | LOAD
116013753 | ATSI | ZONE | ATSI | 123901023 | ASTORFE | 138 KV | TR71 | LOAD
116013753 | ATSI | ZONE | ATSI | 123901021 | ASTORFE | 138 KV | TR72 | LOAD
116013753 | ATSI | ZONE | ATSI | 98370317 | AUSTNBG | 138 KV | TR3 | LOAD
116013753 | ATSI | ZONE | ATSI | 93353679 | AVONLAK2 | 138 KV | 800_B | LOAD
116013753 | ATSI | ZONE | ATSI | 93353675 | AVONLAK2 | 138 KV | TR1 | LOAD
116013753 | ATSI | ZONE | ATSI | 93353677 | AVONLAK2 | 138 KV | TR3 | LOAD
116013753 | ATSI | ZONE | ATSI | 1218908244 | AXTEL | 69 KV | AXTEL1 | LOAD
116013753 | ATSI | ZONE | ATSI | 1218908243 | AXTEL | 69 KV | AXTEL2 | LOAD
116013753 | ATSI | ZONE | ATSI | 32414805 | BABB | 23 KV | A | LOAD
116013753 | ATSI | ZONE | ATSI | 2041966828 | BAILIE | 69 KV | T1 | LOAD
116013753 | ATSI | ZONE | ATSI | 2156109356 | BAIRDRD | 69 KV | T1 | LOAD
116013753 | ATSI | ZONE | ATSI | 32414807 | BARBERTO | 23 KV | B | LOAD
116013753 | ATSI | ZONE | ATSI | 32414809 | BARBERTO | 23 KV | C | LOAD
116013753 | ATSI | ZONE | ATSI | 2156112420 | BARBERTO | 23 KV | T5T6_LD | LOAD
116013753 | ATSI | ZONE | ATSI | 2155501934 | BASF_CAT | 69 KV | BASFCAT | LOAD
116013753 | ATSI | ZONE | ATSI | 2155501935 | BASF_LE | 69 KV | BASFLE | LOAD
116013753 | ATSI | ZONE | ATSI | 1107283898 | BATHFE | 138 KV | TR1 | LOAD
116013753 | ATSI | ZONE | ATSI | 93353685 | BAYSHOR2 | 138 KV | BP-OIL | LOAD
116013753 | ATSI | ZONE | ATSI | 93353681 | BAYSHOR2 | 138 KV | TR03 | LOAD
116013753 | ATSI | ZONE | ATSI | 93353683 | BAYSHOR2 | 138 KV | TR04 | LOAD
116013753 | ATSI | ZONE | ATSI | 112586051 | BAYSHOR2 | 18 KV | AUX10 | LOAD
116013753 | ATSI | ZONE | ATSI | 2156114312 | BAYSHOR2 | 4.2 KV | BUSLOAD1 | LOAD
116013753 | ATSI | ZONE | ATSI | 2156114366 | BAYSHOR2 | 4.2 KV | BUSLOAD2 | LOAD
116013753 | ATSI | ZONE | ATSI | 135388739 | BAYVWSEW | 69 KV | BAYVW_69 | LOAD
116013753 | ATSI | ZONE | ATSI | 135388741 | BCKI_PTE | 69 KV | TR1 | LOAD
116013753 | ATSI | ZONE | ATSI | 119117511 | BEAVER | 13.2 KV | LDA | LOAD
116013753 | ATSI | ZONE | ATSI | 119117513 | BEAVER | 13.2 KV | LDB | LOAD
116013753 | ATSI | ZONE | ATSI | 119117515 | BEAVER | 13.8 KV | LD20 | LOAD
116013753 | ATSI | ZONE | ATSI | 119117517 | BEAVER | 13.8 KV | LD30 | LOAD
116013753 | ATSI | ZONE | ATSI | 119117519 | BEAVER | 13.8 KV | LD40 | LOAD
116013753 | ATSI | ZONE | ATSI | 119117521 | BEAVER | 13.8 KV | LD50 | LOAD
116013753 | ATSI | ZONE | ATSI | 119117523 | BEAVER | 13.8 KV | LD60 | LOAD
116013753 | ATSI | ZONE | ATSI | 2041967816 | BEDFRDFE | 69 KV | T1 | LOAD
116013753 | ATSI | ZONE | ATSI | 98370027 | BELLEP | 138 KV | TR2 | LOAD
116013753 | ATSI | ZONE | ATSI | 93353687 | BELLEVUE | 138 KV | TR1 | LOAD
116013753 | ATSI | ZONE | ATSI | 93353689 | BELLEVUE | 138 KV | TR2 | LOAD
116013753 | ATSI | ZONE | ATSI | 1869183611 | BELLVUFE | 69 KV | T3 | LOAD
116013753 | ATSI | ZONE | ATSI | 1348257144 | BENDXTP2 | 69 KV | LOAD | LOAD
116013753 | ATSI | ZONE | ATSI | 1292908952 | BENTLEY | 138 KV | BNTLY LD | LOAD
116013753 | ATSI | ZONE | ATSI | 2041966819 | BIGPLAIN | 69 KV | T1 | LOAD
116013753 | ATSI | ZONE | ATSI | 135388743 | BINGHAM | 69 KV | TR1 | LOAD
116013753 | ATSI | ZONE | ATSI | 1132287339 | BLACKRIV | 69 KV | WILLOW | LOAD
116013753 | ATSI | ZONE | ATSI | 2041967776 | BLAIRST | 69 KV | T1 | LOAD
116013753 | ATSI | ZONE | ATSI | 2041966855 | BLMFLDFE | 69 KV | T1 | LOAD
116013753 | ATSI | ZONE | ATSI | 2041966852 | BLMFLDFE | 69 KV | T2 | LOAD
116013753 | ATSI | ZONE | ATSI | 98370029 | BLUEBELL | 138 KV | LD1 | LOAD
116013753 | ATSI | ZONE | ATSI | 1356155079 | BLUEBELL | 138 KV | TR2 | LOAD
116013753 | ATSI | ZONE | ATSI | 32414817 | BLUEBELL | 69 KV | B | LOAD
116013753 | ATSI | ZONE | ATSI | 98370031 | BMF | 138 KV | TR1 | LOAD
116013753 | ATSI | ZONE | ATSI | 98370033 | BMF | 138 KV | TR2 | LOAD
116013753 | ATSI | ZONE | ATSI | 98370035 | BOARDMAN | 138 KV | LDTR8-9 | LOAD
116013753 | ATSI | ZONE | ATSI | 1439647678 | BOARDMAN | 138 KV | TR3 LD | LOAD
116013753 | ATSI | ZONE | ATSI | 1338423426 | BOARDMAN | 69 KV | COLUMBIA | LOAD
116013753 | ATSI | ZONE | ATSI | 1869183654 | BOGART | 69 KV | T1 | LOAD
116013753 | ATSI | ZONE | ATSI | 1869183655 | BOGART | 69 KV | T2 | LOAD
116013753 | ATSI | ZONE | ATSI | 1067163426 | BOWL_GR2 | 69 KV | TR4 | LOAD
116013753 | ATSI | ZONE | ATSI | 1067163427 | BOWL_GR3 | 69 KV | TR5 | LOAD
116013753 | ATSI | ZONE | ATSI | 1067163428 | BOWL_GR3 | 69 KV | TR6 | LOAD
116013753 | ATSI | ZONE | ATSI | 1067163430 | BOWL_GR4 | 69 KV | TR10 | LOAD
116013753 | ATSI | ZONE | ATSI | 1067163429 | BOWL_GR4 | 69 KV | TR9 | LOAD
116013753 | ATSI | ZONE | ATSI | 1067163432 | BOWL_GR4 | 69 KV | WWTP_N | LOAD
116013753 | ATSI | ZONE | ATSI | 1067163431 | BOWL_GR4 | 69 KV | WWTP_S | LOAD
116013753 | ATSI | ZONE | ATSI | 1067163433 | BOWL_GR5 | 69 KV | TR11 | LOAD
116013753 | ATSI | ZONE | ATSI | 1067163434 | BOWL_GR5 | 69 KV | TR12 | LOAD
116013753 | ATSI | ZONE | ATSI | 1067163435 | BOWL_GR7 | 69 KV | TR13 | LOAD
116013753 | ATSI | ZONE | ATSI | 1067163436 | BOWL_GR7 | 69 KV | TR14 | LOAD
116013753 | ATSI | ZONE | ATSI | 2156110497 | BOWMAN | 69 KV | JAYPLAST | LOAD
116013753 | ATSI | ZONE | ATSI | 135388747 | BOWMAN | 69 KV | TR1 | LOAD
116013753 | ATSI | ZONE | ATSI | 135388749 | BOWMAN | 69 KV | TR2 | LOAD
116013753 | ATSI | ZONE | ATSI | 135388751 | BP_OIL | 69 KV | TR1 | LOAD
116013753 | ATSI | ZONE | ATSI | 135388765 | BP_OIL | 69 KV | TR10 | LOAD
116013753 | ATSI | ZONE | ATSI | 135388753 | BP_OIL | 69 KV | TR2 | LOAD
116013753 | ATSI | ZONE | ATSI | 135388755 | BP_OIL | 69 KV | TR3 | LOAD
116013753 | ATSI | ZONE | ATSI | 135388757 | BP_OIL | 69 KV | TR4 | LOAD
116013753 | ATSI | ZONE | ATSI | 135388759 | BP_OIL | 69 KV | TR5 | LOAD
116013753 | ATSI | ZONE | ATSI | 135388761 | BP_OIL | 69 KV | TR6 | LOAD
116013753 | ATSI | ZONE | ATSI | 135388763 | BP_OIL | 69 KV | TR9 | LOAD
116013753 | ATSI | ZONE | ATSI | 135388771 | BP_VRDS_ | 69 KV | TR7 | LOAD
116013753 | ATSI | ZONE | ATSI | 135388773 | BP_VRDS_ | 69 KV | TR8 | LOAD
116013753 | ATSI | ZONE | ATSI | 135388775 | BPOILPTE | 69 KV | BPOLP_69 | LOAD
116013753 | ATSI | ZONE | ATSI | 98370037 | BRADYLAK | 138 KV | TR1 | LOAD
116013753 | ATSI | ZONE | ATSI | 98370041 | BRIDGEOE | 138 KV | TR1 | LOAD
116013753 | ATSI | ZONE | ATSI | 98370043 | BRIDGEOE | 138 KV | TR2 | LOAD
116013753 | ATSI | ZONE | ATSI | 98370039 | BRIGTN | 138 KV | LD1 | LOAD
116013753 | ATSI | ZONE | ATSI | 1218908463 | BROADVW | 69 KV | LOAD1 | LOAD
116013753 | ATSI | ZONE | ATSI | 1869183618 | BROOKBRO | 69 KV | MAYFLRLD | LOAD
116013753 | ATSI | ZONE | ATSI | 1869183617 | BROOKBRO | 69 KV | T1 | LOAD
116013753 | ATSI | ZONE | ATSI | 2041966884 | BROOKFLD | 69 KV | T2 | LOAD
116013753 | ATSI | ZONE | ATSI | 98370045 | BROOKSID | 138 KV | TR6 | LOAD
116013753 | ATSI | ZONE | ATSI | 2156111861 | BROOKSID | 69 KV | FAIR_LD | LOAD
116013753 | ATSI | ZONE | ATSI | 2156111881 | BROOKSID | 69 KV | HALE_LD | LOAD
116013753 | ATSI | ZONE | ATSI | 2156111858 | BROOKSID | 69 KV | IND_LD | LOAD
116013753 | ATSI | ZONE | ATSI | 2156111744 | BROOKSID | 69 KV | JEROMELD | LOAD
116013753 | ATSI | ZONE | ATSI | 1348257147 | BROSHCO | 69 KV | BRSHC LD | LOAD
116013753 | ATSI | ZONE | ATSI | 98370047 | BRUNSWOE | 138 KV | TR4 | LOAD
116013753 | ATSI | ZONE | ATSI | 98370049 | BRUNSWOE | 138 KV | TR5 | LOAD
116013753 | ATSI | ZONE | ATSI | 1869183952 | BRUSHCRK | 138 KV | BRUSHLD | LOAD
116013753 | ATSI | ZONE | ATSI | 135388777 | BRUSHWLM | 69 KV | TR11 | LOAD
116013753 | ATSI | ZONE | ATSI | 135388779 | BRUSHWLM | 69 KV | TR12 | LOAD
116013753 | ATSI | ZONE | ATSI | 135388781 | BRUSHWLM | 69 KV | TR21 | LOAD
116013753 | ATSI | ZONE | ATSI | 135388783 | BRUSHWLM | 69 KV | TR22 | LOAD
116013753 | ATSI | ZONE | ATSI | 135388785 | BRUSHWLM | 69 KV | TR23 | LOAD
116013753 | ATSI | ZONE | ATSI | 135388787 | BRUSHWLM | 69 KV | TR31 | LOAD
116013753 | ATSI | ZONE | ATSI | 135388789 | BRUSHWLM | 69 KV | TR32 | LOAD
116013753 | ATSI | ZONE | ATSI | 135388791 | BRUSHWLM | 69 KV | TR33 | LOAD
116013753 | ATSI | ZONE | ATSI | 119117451 | BRYAN | 69 KV | TR1 | LOAD
116013753 | ATSI | ZONE | ATSI | 87901519 | BUCKEY | 138 KV | LDTR1 | LOAD
116013753 | ATSI | ZONE | ATSI | 2156109352 | BUCKEYEP | 69 KV | T1 | LOAD
116013753 | ATSI | ZONE | ATSI | 1869183604 | BUNGE | 69 KV | T1 | LOAD
116013753 | ATSI | ZONE | ATSI | 1869183605 | BUNGE | 69 KV | T2 | LOAD
116013753 | ATSI | ZONE | ATSI | 1869183631 | BURBANK | 69 KV | T1 | LOAD
116013753 | ATSI | ZONE | ATSI | 98370051 | BURTONOE | 138 KV | TR1 | LOAD
116013753 | ATSI | ZONE | ATSI | 98370053 | CAIRNS | 138 KV | TR1 | LOAD
116013753 | ATSI | ZONE | ATSI | 2156114766 | CALLERY | 69 KV | T1LD | LOAD
116013753 | ATSI | ZONE | ATSI | 93353691 | CALPHALN | 138 KV | TR1 | LOAD
116013753 | ATSI | ZONE | ATSI | 98370055 | CAMDEN2 | 138 KV | LD1 | LOAD
116013753 | ATSI | ZONE | ATSI | 1338424091 | CAMPOHED | 69 KV | T1 LD | LOAD
116013753 | ATSI | ZONE | ATSI | 2041967779 | CAMPREY2 | 69 KV | T1 | LOAD
116013753 | ATSI | ZONE | ATSI | 2041967726 | CANALFE | 69 KV | T1 | LOAD
116013753 | ATSI | ZONE | ATSI | 2041967729 | CANALFE | 69 KV | T2 | LOAD
116013753 | ATSI | ZONE | ATSI | 2156110503 | CANFIELD | 69 KV | CANF1_LD | LOAD
116013753 | ATSI | ZONE | ATSI | 2156110501 | CANFIELD | 69 KV | CANF2_LD | LOAD
116013753 | ATSI | ZONE | ATSI | 2156110504 | CANFIELD | 69 KV | ELLSW_LD | LOAD
116013753 | ATSI | ZONE | ATSI | 2156110505 | CANFIELD | 69 KV | HITCH1LD | LOAD
116013753 | ATSI | ZONE | ATSI | 2156110506 | CANFIELD | 69 KV | HITCH2LD | LOAD
116013753 | ATSI | ZONE | ATSI | 2156110502 | CANFIELD | 69 KV | NLNDN_LD | LOAD
116013753 | ATSI | ZONE | ATSI | 2156114144 | CANNON | 69 KV | EAST_LD | LOAD
116013753 | ATSI | ZONE | ATSI | 2156114132 | CANNON | 69 KV | WEST_LD | LOAD
116013753 | ATSI | ZONE | ATSI | 2041966716 | CASCADE | 69 KV | T1 | LOAD
116013753 | ATSI | ZONE | ATSI | 2041967764 | CASCADE2 | 69 KV | T1 | LOAD
116013753 | ATSI | ZONE | ATSI | 1869183612 | CASTALFE | 69 KV | T1 | LOAD
116013753 | ATSI | ZONE | ATSI | 1869183614 | CASTALFE | 69 KV | T2 | LOAD
116013753 | ATSI | ZONE | ATSI | 2156109031 | CASTLEWD | 69 KV | T1 | LOAD
116013753 | ATSI | ZONE | ATSI | 32414843 | CEDAROE | 69 KV | A | LOAD
116013753 | ATSI | ZONE | ATSI | 1338424095 | CEDAROE | 69 KV | COLUMBNA | LOAD
116013753 | ATSI | ZONE | ATSI | 1338424094 | CEDAROE | 69 KV | TB3 LD | LOAD
116013753 | ATSI | ZONE | ATSI | 1869183606 | CERTPROD | 69 KV | T1 | LOAD
116013753 | ATSI | ZONE | ATSI | 32414845 | CHAMBROE | 69 KV | A | LOAD
116013753 | ATSI | ZONE | ATSI | 93353693 | CHARTRST | 138 KV | TRA | LOAD
116013753 | ATSI | ZONE | ATSI | 93353695 | CHARTRST | 138 KV | TRB | LOAD
116013753 | ATSI | ZONE | ATSI | 135388793 | CHEMFAB | 69 KV | CHEMF_69 | LOAD
116013753 | ATSI | ZONE | ATSI | 2156109594 | CHITTEND | 69 KV | T1 | LOAD
116013753 | ATSI | ZONE | ATSI | 93353697 | CHRYSLE2 | 138 KV | TR1 | LOAD
116013753 | ATSI | ZONE | ATSI | 93353699 | CHRYSLE2 | 138 KV | TR2 | LOAD
116013753 | ATSI | ZONE | ATSI | 2041966890 | CHURCHIL | 69 KV | T1 | LOAD
116013753 | ATSI | ZONE | ATSI | 2041966889 | CHURCHIL | 69 KV | T2 | LOAD
116013753 | ATSI | ZONE | ATSI | 135388795 | CITGO | 69 KV | UNION_69 | LOAD
116013753 | ATSI | ZONE | ATSI | 93353701 | CLARK_C | 138 KV | TR1 | LOAD
116013753 | ATSI | ZONE | ATSI | 93353703 | CLARK_C | 138 KV | TR2 | LOAD
116013753 | ATSI | ZONE | ATSI | 93353705 | CLARK_C | 138 KV | TR3 | LOAD
116013753 | ATSI | ZONE | ATSI | 2041967721 | CLARKAVE | 69 KV | AQUAPENN | LOAD
116013753 | ATSI | ZONE | ATSI | 2041967722 | CLARKAVE | 69 KV | ECMLOAD | LOAD
116013753 | ATSI | ZONE | ATSI | 2041967724 | CLARKAVE | 69 KV | SHRNTBLD | LOAD
116013753 | ATSI | ZONE | ATSI | 32414853 | CLARKOE | 69 KV | A | LOAD
116013753 | ATSI | ZONE | ATSI | 2041964042 | CLARKOE | 69 KV | MADRIVLD | LOAD
116013753 | ATSI | ZONE | ATSI | 1218908431 | CLARKOE | 69 KV | NHAMP | LOAD
116013753 | ATSI | ZONE | ATSI | 2041966782 | CLARKSTC | 69 KV | T1 | LOAD
116013753 | ATSI | ZONE | ATSI | 98370063 | CLAYOE | 138 KV | TR1 | LOAD
116013753 | ATSI | ZONE | ATSI | 106856815 | CLIFFRD | 138 KV | TR71 | LOAD
116013753 | ATSI | ZONE | ATSI | 106856817 | CLIFFRD | 138 KV | TR72 | LOAD
116013753 | ATSI | ZONE | ATSI | 135388797 | CLINE | 69 KV | TR1 | LOAD
116013753 | ATSI | ZONE | ATSI | 135388799 | CLINE | 69 KV | TR2 | LOAD
116013753 | ATSI | ZONE | ATSI | 1248986388 | CLINHOSP | 138 KV | TR1 LD | LOAD
116013753 | ATSI | ZONE | ATSI | 1248986390 | CLINHOSP | 138 KV | TR2 LD | LOAD
116013753 | ATSI | ZONE | ATSI | 1248986389 | CLINHOSP | 138 KV | TR3 LD | LOAD
116013753 | ATSI | ZONE | ATSI | 1248986391 | CLINHOSP | 138 KV | TR4 LD | LOAD
116013753 | ATSI | ZONE | ATSI | 32414861 | CLOVEROE | 23 KV | B | LOAD
116013753 | ATSI | ZONE | ATSI | 32414859 | CLOVEROE | 69 KV | A | LOAD
116013753 | ATSI | ZONE | ATSI | 93353711 | CLVHOP | 138 KV | TR1 | LOAD
116013753 | ATSI | ZONE | ATSI | 93353713 | CLVHOP | 138 KV | TR2 | LOAD
116013753 | ATSI | ZONE | ATSI | 1869183627 | CLYDEFE | 69 KV | T1 | LOAD
116013753 | ATSI | ZONE | ATSI | 1067163493 | CMPBL_SP | 69 KV | TR1 | LOAD
116013753 | ATSI | ZONE | ATSI | 1067163494 | CMPBL_SP | 69 KV | TR2 | LOAD
116013753 | ATSI | ZONE | ATSI | 1067163495 | CMPBL_SP | 69 KV | TR3 | LOAD
116013753 | ATSI | ZONE | ATSI | 2155501938 | CNR_TAP | 138 KV | TR1 | LOAD
116013753 | ATSI | ZONE | ATSI | 98370065 | CNTRALOE | 138 KV | TRE | LOAD
116013753 | ATSI | ZONE | ATSI | 98370067 | CNTRALOE | 138 KV | TRW | LOAD
116013753 | ATSI | ZONE | ATSI | 135388803 | COLNPK | 69 KV | TR1 | LOAD
116013753 | ATSI | ZONE | ATSI | 1439647761 | COLNPK | 69 KV | TR2 | LOAD
116013753 | ATSI | ZONE | ATSI | 1348257151 | COLUMBI5 | 69 KV | T1 LD | LOAD
116013753 | ATSI | ZONE | ATSI | 2041966788 | COLUMBRD | 69 KV | T1 | LOAD
116013753 | ATSI | ZONE | ATSI | 2041966787 | COLUMBRD | 69 KV | T2 | LOAD
116013753 | ATSI | ZONE | ATSI | 98370069 | COMERC | 138 KV | TR1 | LOAD
116013753 | ATSI | ZONE | ATSI | 2156113243 | CONAGRA | 69 KV | CONAGRA | LOAD
116013753 | ATSI | ZONE | ATSI | 2156114705 | CONC_MET | 69 KV | T1LD | LOAD
116013753 | ATSI | ZONE | ATSI | 98370071 | CONCAST | 138 KV | LD1 | LOAD
116013753 | ATSI | ZONE | ATSI | 98370073 | CONGRESS | 138 KV | TR1 | LOAD
116013753 | ATSI | ZONE | ATSI | 2041967741 | CONNEAUT | 69 KV | T1 | LOAD
116013753 | ATSI | ZONE | ATSI | 135388805 | COOKFE | 69 KV | TR1 | LOAD
116013753 | ATSI | ZONE | ATSI | 135388807 | COOKFE | 69 KV | TR2 | LOAD
116013753 | ATSI | ZONE | ATSI | 2156110513 | CORNRBRG | 69 KV | AM_ST_LD | LOAD
116013753 | ATSI | ZONE | ATSI | 2156110514 | CORNRBRG | 69 KV | BELLE_LD | LOAD
116013753 | ATSI | ZONE | ATSI | 2156110516 | CORNRBRG | 69 KV | CORN1_LD | LOAD
116013753 | ATSI | ZONE | ATSI | 2156110517 | CORNRBRG | 69 KV | CORN2_LD | LOAD
116013753 | ATSI | ZONE | ATSI | 2156110856 | CORNRBRG | 69 KV | CORN3_LD | LOAD
116013753 | ATSI | ZONE | ATSI | 2156110515 | CORNRBRG | 69 KV | CRUM_LD | LOAD
116013753 | ATSI | ZONE | ATSI | 1869183657 | COVERTFE | 69 KV | T2 | LOAD
116013753 | ATSI | ZONE | ATSI | 1869183656 | COVERTFE | 69 KV | T3 | LOAD
116013753 | ATSI | ZONE | ATSI | 98370407 | CPP_EAST | 138 KV | TR1 | LOAD
116013753 | ATSI | ZONE | ATSI | 98370409 | CPP_EAST | 138 KV | TR2 | LOAD
116013753 | ATSI | ZONE | ATSI | 98370411 | CPP_MEDC | 138 KV | TRA | LOAD
116013753 | ATSI | ZONE | ATSI | 98370413 | CPP_MEDC | 138 KV | TRB | LOAD
116013753 | ATSI | ZONE | ATSI | 98370415 | CPP_RIDG | 138 KV | TR1 | LOAD
116013753 | ATSI | ZONE | ATSI | 98370417 | CPP_RIDG | 138 KV | TR2 | LOAD
116013753 | ATSI | ZONE | ATSI | 135388809 | CRESTLN | 69 KV | TR2 | LOAD
116013753 | ATSI | ZONE | ATSI | 32414869 | CRISS | 34 KV | A | LOAD
116013753 | ATSI | ZONE | ATSI | 98370075 | DALEOE | 138 KV | TR2 | LOAD
116013753 | ATSI | ZONE | ATSI | 32414875 | DALEOE | 69 KV | B | LOAD
116013753 | ATSI | ZONE | ATSI | 93353715 | DANA | 138 KV | TR1 | LOAD
116013753 | ATSI | ZONE | ATSI | 2041966703 | DARBYFE | 69 KV | T1 | LOAD
116013753 | ATSI | ZONE | ATSI | 2041966707 | DARBYFE | 69 KV | T2 | LOAD
116013753 | ATSI | ZONE | ATSI | 32414879 | DARROW | 69 KV | B | LOAD
116013753 | ATSI | ZONE | ATSI | 112586053 | DAVISBES | 25 KV | TR11 | LOAD
116013753 | ATSI | ZONE | ATSI | 87901521 | DAVISBES | 345 KV | TR01 | LOAD
116013753 | ATSI | ZONE | ATSI | 87901523 | DAVISBES | 345 KV | TR02 | LOAD
116013753 | ATSI | ZONE | ATSI | 2156114543 | DAVISBES | 345 KV | TR1A | LOAD
116013753 | ATSI | ZONE | ATSI | 135388811 | DEBOLT_M | 69 KV | WDEBT_69 | LOAD
116013753 | ATSI | ZONE | ATSI | 2041966761 | DEER | 69 KV | LONDNIND | LOAD
116013753 | ATSI | ZONE | ATSI | 2041966756 | DEER | 69 KV | STANELEC | LOAD
116013753 | ATSI | ZONE | ATSI | 2041966750 | DEER | 69 KV | T1 | LOAD
116013753 | ATSI | ZONE | ATSI | 93353719 | DELAFOIL | 138 KV | LD | LOAD
116013753 | ATSI | ZONE | ATSI | 98370077 | DELPARK | 138 KV | TR1 | LOAD
116013753 | ATSI | ZONE | ATSI | 93353717 | DELTA | 138 KV | TR1 | LOAD
116013753 | ATSI | ZONE | ATSI | 135388813 | DETROIT | 69 KV | TR1 | LOAD
116013753 | ATSI | ZONE | ATSI | 135388815 | DETROIT | 69 KV | TR2 | LOAD
116013753 | ATSI | ZONE | ATSI | 2041966834 | DILWORTH | 69 KV | T2 | LOAD
116013753 | ATSI | ZONE | ATSI | 93353721 | DIXIEFE | 138 KV | TR5 | LOAD
116013753 | ATSI | ZONE | ATSI | 93353723 | DIXIEFE | 138 KV | TR7 | LOAD
116013753 | ATSI | ZONE | ATSI | 98370079 | DOBINS | 138 KV | TR1 | LOAD
116013753 | ATSI | ZONE | ATSI | 98370081 | DOBINS | 138 KV | TR2 | LOAD
116013753 | ATSI | ZONE | ATSI | 98370083 | DUFERCO | 138 KV | TR1 | LOAD
116013753 | ATSI | ZONE | ATSI | 98370085 | DUFERCO | 138 KV | TR2 | LOAD
116013753 | ATSI | ZONE | ATSI | 2041967771 | DUFFERCO | 69 KV | T1 | LOAD
116013753 | ATSI | ZONE | ATSI | 2156114784 | DURALINE | 69 KV | DURALINE | LOAD
116013753 | ATSI | ZONE | ATSI | 119117453 | E_ARCHBD | 69 KV | TR1 | LOAD
116013753 | ATSI | ZONE | ATSI | 119117455 | E_ARCHBD | 69 KV | TR2 | LOAD
116013753 | ATSI | ZONE | ATSI | 98370089 | EAKRON | 138 KV | TR3 | LOAD
116013753 | ATSI | ZONE | ATSI | 98370087 | EAKRON | 138 KV | TR4 | LOAD
116013753 | ATSI | ZONE | ATSI | 32414891 | EAKRON | 23 KV | B | LOAD
116013753 | ATSI | ZONE | ATSI | 32414893 | EAKRON | 23 KV | C | LOAD
116013753 | ATSI | ZONE | ATSI | 2156109944 | EASTLAKE | 138 KV | 200EL | LOAD
116013753 | ATSI | ZONE | ATSI | 93353725 | EASTLAKE | 138 KV | 399EL | LOAD
116013753 | ATSI | ZONE | ATSI | 93353729 | EASTLAKE | 138 KV | 500EL | LOAD
116013753 | ATSI | ZONE | ATSI | 93353727 | EASTLAKE | 138 KV | 599EL | LOAD
116013753 | ATSI | ZONE | ATSI | 2156109947 | EASTLAKE | 18 KV | LD1 | LOAD
116013753 | ATSI | ZONE | ATSI | 2156109946 | EASTLAKE | 18 KV | LD2 | LOAD
116013753 | ATSI | ZONE | ATSI | 2156109945 | EASTLAKE | 18 KV | LD3 | LOAD
116013753 | ATSI | ZONE | ATSI | 2156109948 | EASTLAKE | 18 KV | LD410 | LOAD
116013753 | ATSI | ZONE | ATSI | 119117529 | EASTLAKE | 24 KV | LD50 | LOAD
116013753 | ATSI | ZONE | ATSI | 2041966722 | EASTSIDE | 69 KV | T1 | LOAD
116013753 | ATSI | ZONE | ATSI | 2041966720 | EASTSIDE | 69 KV | T2 | LOAD
116013753 | ATSI | ZONE | ATSI | 2041966903 | EATONFE | 69 KV | T1 | LOAD
116013753 | ATSI | ZONE | ATSI | 119117459 | EDGRTN_T | 69 KV | M_TR1 | LOAD
116013753 | ATSI | ZONE | ATSI | 119117461 | EDGRTN_T | 69 KV | M_TR2 | LOAD
116013753 | ATSI | ZONE | ATSI | 119117457 | EDGRTN_T | 69 KV | TR1 | LOAD
116013753 | ATSI | ZONE | ATSI | 2041966795 | EDISONMO | 69 KV | T1 | LOAD
116013753 | ATSI | ZONE | ATSI | 119117463 | EDON | 69 KV | EDONT_69 | LOAD
116013753 | ATSI | ZONE | ATSI | 2156109032 | ELLWDCTY | 69 KV | T1 | LOAD
116013753 | ATSI | ZONE | ATSI | 2156109033 | ELLWDCTY | 69 KV | TR | LOAD
116013753 | ATSI | ZONE | ATSI | 98370091 | ELMOHED | 138 KV | TR1 | LOAD
116013753 | ATSI | ZONE | ATSI | 135388819 | ELMORE_M | 69 KV | TR1 | LOAD
116013753 | ATSI | ZONE | ATSI | 2041966797 | ELMWODFE | 69 KV | T2 | LOAD
116013753 | ATSI | ZONE | ATSI | 98370093 | ELW_IND | 138 KV | TR1 | LOAD
116013753 | ATSI | ZONE | ATSI | 98370095 | ELW_IND | 138 KV | TR2 | LOAD
116013753 | ATSI | ZONE | ATSI | 2156114654 | ELY | 69 KV | LOAD1 | LOAD
116013753 | ATSI | ZONE | ATSI | 2156114598 | ELY | 69 KV | LOAD2 | LOAD
116013753 | ATSI | ZONE | ATSI | 1218908245 | ELYRIA | 69 KV | WATRWKS1 | LOAD
116013753 | ATSI | ZONE | ATSI | 1218908246 | ELYRIA | 69 KV | WATRWKS2 | LOAD
116013753 | ATSI | ZONE | ATSI | 2155501942 | ELYRIA_H | 69 KV | ELY_H_LD | LOAD
116013753 | ATSI | ZONE | ATSI | 2155501933 | ELYRIAF2 | 69 KV | ELYF2_LD | LOAD
116013753 | ATSI | ZONE | ATSI | 98370097 | EPWORTH | 138 KV | TR1 | LOAD
116013753 | ATSI | ZONE | ATSI | 98370099 | EPWORTH | 138 KV | TR2 | LOAD
116013753 | ATSI | ZONE | ATSI | 1075449458 | ESSEX1 | 138 KV | TR71 | LOAD
116013753 | ATSI | ZONE | ATSI | 1075449457 | ESSEX1 | 138 KV | TR72 | LOAD
116013753 | ATSI | ZONE | ATSI | 1869183081 | EUTAP | 138 KV | ELQST2LD | LOAD
116013753 | ATSI | ZONE | ATSI | 2156114732 | EVANSCTY | 69 KV | T1LD | LOAD
116013753 | ATSI | ZONE | ATSI | 98370101 | EVANSOE | 138 KV | TR1 | LOAD
116013753 | ATSI | ZONE | ATSI | 98370103 | EVANSOE | 138 KV | TR2 | LOAD
116013753 | ATSI | ZONE | ATSI | 98370105 | EVERGFE | 138 KV | LDWCI1 | LOAD
116013753 | ATSI | ZONE | ATSI | 32414915 | EVERGFE | 23 KV | B | LOAD
116013753 | ATSI | ZONE | ATSI | 119117465 | EXIT_2 | 69 KV | TR1 | LOAD
116013753 | ATSI | ZONE | ATSI | 135388821 | FED_MOGU | 69 KV | TR1 | LOAD
116013753 | ATSI | ZONE | ATSI | 2041966814 | FERNCLIF | 69 KV | T2 | LOAD
116013753 | ATSI | ZONE | ATSI | 98370107 | FERNWY | 138 KV | TR1 | LOAD
116013753 | ATSI | ZONE | ATSI | 98370109 | FERNWY | 138 KV | TR2 | LOAD
116013753 | ATSI | ZONE | ATSI | 98370111 | FIELDST | 138 KV | TR1 | LOAD
116013753 | ATSI | ZONE | ATSI | 98370115 | FIRESTON | 138 KV | TR1 | LOAD
116013753 | ATSI | ZONE | ATSI | 98370113 | FIRESTON | 138 KV | TR2 | LOAD
116013753 | ATSI | ZONE | ATSI | 93353731 | FLOWER | 138 KV | LDTR1 | LOAD
116013753 | ATSI | ZONE | ATSI | 1869183598 | FLTRCKFE | 69 KV | T1 | LOAD
116013753 | ATSI | ZONE | ATSI | 2156109586 | FOMBELL | 69 KV | T1 | LOAD
116013753 | ATSI | ZONE | ATSI | 135388823 | FORD_RD | 69 KV | TR1 | LOAD
116013753 | ATSI | ZONE | ATSI | 98370117 | FORDFE | 138 KV | TR1 | LOAD
116013753 | ATSI | ZONE | ATSI | 98370119 | FORDFE | 138 KV | TR2 | LOAD
116013753 | ATSI | ZONE | ATSI | 135388825 | FORDMAME | 69 KV | TR1 | LOAD
116013753 | ATSI | ZONE | ATSI | 135388827 | FORDMAME | 69 KV | TR2 | LOAD
116013753 | ATSI | ZONE | ATSI | 2041966869 | FREEDME | 69 KV | T1 | LOAD
116013753 | ATSI | ZONE | ATSI | 2041966764 | FREEMAN | 69 KV | T1 | LOAD
116013753 | ATSI | ZONE | ATSI | 106856797 | FREMONTE | 18 KV | LDSST1 | LOAD
116013753 | ATSI | ZONE | ATSI | 106856799 | FREMONTE | 18 KV | LDSST2 | LOAD
116013753 | ATSI | ZONE | ATSI | 2041967775 | FREWMILL | 69 KV | T1 | LOAD
116013753 | ATSI | ZONE | ATSI | 1338424136 | FRISCO | 69 KV | CED LD | LOAD
116013753 | ATSI | ZONE | ATSI | 1338424137 | FRISCO | 69 KV | MAP LD | LOAD
116013753 | ATSI | ZONE | ATSI | 1218908238 | FRNCKSHF | 69 KV | SHEFELD1 | LOAD
116013753 | ATSI | ZONE | ATSI | 1218908239 | FRNCKSHF | 69 KV | SHEFELD2 | LOAD
116013753 | ATSI | ZONE | ATSI | 98370121 | FRNKLNOE | 138 KV | TR1 | LOAD
116013753 | ATSI | ZONE | ATSI | 106856803 | FSTSOLAR | 138 KV | TR1 | LOAD
116013753 | ATSI | ZONE | ATSI | 106856801 | FSTSOLAR | 138 KV | TR2 | LOAD
116013753 | ATSI | ZONE | ATSI | 1775816248 | FSTSOLAR | 138 KV | TR3 | LOAD
116013753 | ATSI | ZONE | ATSI | 93353735 | FURLONG | 138 KV | TR71 | LOAD
116013753 | ATSI | ZONE | ATSI | 135388829 | GALIO1_M | 69 KV | GALMN_69 | LOAD
116013753 | ATSI | ZONE | ATSI | 135388831 | GALIO2_M | 69 KV | GALMN_69 | LOAD
116013753 | ATSI | ZONE | ATSI | 93353737 | GALIXIE | 138 KV | TR72 | LOAD
116013753 | ATSI | ZONE | ATSI | 98370123 | GARDENOE | 138 KV | TR1 | LOAD
116013753 | ATSI | ZONE | ATSI | 98370125 | GARDENOE | 138 KV | TR2 | LOAD
116013753 | ATSI | ZONE | ATSI | 2156109925 | GARLING | 138 KV | NSGGLASS | LOAD
116013753 | ATSI | ZONE | ATSI | 2041966877 | GARRETSU | 69 KV | T1 | LOAD
116013753 | ATSI | ZONE | ATSI | 98370127 | GATESOE | 138 KV | TR1 | LOAD
116013753 | ATSI | ZONE | ATSI | 98370129 | GATESOE | 138 KV | TR2 | LOAD
116013753 | ATSI | ZONE | ATSI | 93353739 | GE_STRVL | 138 KV | TR71 | LOAD
116013753 | ATSI | ZONE | ATSI | 135388835 | GENOAFE | 69 KV | TR1 | LOAD
116013753 | ATSI | ZONE | ATSI | 1869183602 | GERBER | 69 KV | T1 | LOAD
116013753 | ATSI | ZONE | ATSI | 98370131 | GLCRSTOE | 138 KV | TR3 | LOAD
116013753 | ATSI | ZONE | ATSI | 32414945 | GLCRSTOE | 69 KV | B | LOAD
116013753 | ATSI | ZONE | ATSI | 2156112203 | GLCRSTOE | 69 KV | BPOIL_LD | LOAD
116013753 | ATSI | ZONE | ATSI | 2156112068 | GLCRSTOE | 69 KV | MCKNGHTS | LOAD
116013753 | ATSI | ZONE | ATSI | 1869183644 | GLIDDEN | 69 KV | PPGARCLD | LOAD
116013753 | ATSI | ZONE | ATSI | 1869183645 | GLIDDEN | 69 KV | T1 | LOAD
116013753 | ATSI | ZONE | ATSI | 93353741 | GM_CLEVL | 138 KV | TR2 | LOAD
116013753 | ATSI | ZONE | ATSI | 93353743 | GM_CLEVL | 138 KV | TR3 | LOAD
116013753 | ATSI | ZONE | ATSI | 93353745 | GM_PWR | 138 KV | TR1 | LOAD
116013753 | ATSI | ZONE | ATSI | 93353747 | GM_PWR | 138 KV | TR2 | LOAD
116013753 | ATSI | ZONE | ATSI | 98370137 | GMWAROE | 138 KV | TR1 | LOAD
116013753 | ATSI | ZONE | ATSI | 98370139 | GMWAROE | 138 KV | TR2 | LOAD
116013753 | ATSI | ZONE | ATSI | 98370141 | GMWAROE | 138 KV | TR3 | LOAD
116013753 | ATSI | ZONE | ATSI | 98370143 | GOODYROE | 138 KV | LD1 | LOAD
116013753 | ATSI | ZONE | ATSI | 135388837 | GOULD | 69 KV | TR1 | LOAD
116013753 | ATSI | ZONE | ATSI | 135388839 | GOULD | 69 KV | TR3 | LOAD
116013753 | ATSI | ZONE | ATSI | 135388841 | GOULD | 69 KV | TR4 | LOAD
116013753 | ATSI | ZONE | ATSI | 98370145 | GRANGROE | 138 KV | TR1 | LOAD
116013753 | ATSI | ZONE | ATSI | 112586073 | GRANTFE | 138 KV | 1-T | LOAD
116013753 | ATSI | ZONE | ATSI | 112586075 | GRANTFE | 138 KV | 2-T | LOAD
116013753 | ATSI | ZONE | ATSI | 112586077 | GRANTFE | 138 KV | 3-T | LOAD
116013753 | ATSI | ZONE | ATSI | 112586079 | GRANTFE | 138 KV | 4-T | LOAD
116013753 | ATSI | ZONE | ATSI | 135388847 | GRAYMONT | 69 KV | GENOA_N | LOAD
116013753 | ATSI | ZONE | ATSI | 135388845 | GRAYMONT | 69 KV | GENOA_S | LOAD
116013753 | ATSI | ZONE | ATSI | 135388843 | GRAYMONT | 69 KV | TR1 | LOAD
116013753 | ATSI | ZONE | ATSI | 98370147 | GREENFOE | 138 KV | TR1 | LOAD
116013753 | ATSI | ZONE | ATSI | 98370149 | GREENFOE | 138 KV | TR2 | LOAD
116013753 | ATSI | ZONE | ATSI | 98370151 | GREENFOE | 138 KV | TR3 | LOAD
116013753 | ATSI | ZONE | ATSI | 98370153 | GREENFOE | 138 KV | TR6 | LOAD
116013753 | ATSI | ZONE | ATSI | 2041967717 | GREENV_M | 69 KV | T1 | LOAD
116013753 | ATSI | ZONE | ATSI | 2041967719 | GREENV_M | 69 KV | T2 | LOAD
116013753 | ATSI | ZONE | ATSI | 2041967716 | GREENV_M | 69 KV | T3 | LOAD
116013753 | ATSI | ZONE | ATSI | 106856805 | GRIFFN | 138 KV | TR71 | LOAD
116013753 | ATSI | ZONE | ATSI | 106856807 | GRIFFN | 138 KV | TR72 | LOAD
116013753 | ATSI | ZONE | ATSI | 1067163951 | GRND_RAP | 69 KV | GRND_69 | LOAD
116013753 | ATSI | ZONE | ATSI | 1869183615 | GRNSPRNG | 69 KV | T1 | LOAD
116013753 | ATSI | ZONE | ATSI | 2041967777 | GRNT_FE | 69 KV | T1 | LOAD
116013753 | ATSI | ZONE | ATSI | 2041967778 | GRNT_FE | 69 KV | T2 | LOAD
116013753 | ATSI | ZONE | ATSI | 2041967789 | GROVECTY | 69 KV | GETSD | LOAD
116013753 | ATSI | ZONE | ATSI | 2041967790 | GROVECTY | 69 KV | PENNEQ | LOAD
116013753 | ATSI | ZONE | ATSI | 2041967786 | GROVECTY | 69 KV | T1 | LOAD
116013753 | ATSI | ZONE | ATSI | 135389029 | GROVEWD | 36 KV | LD1 | LOAD
116013753 | ATSI | ZONE | ATSI | 135389031 | GROVEWD | 36 KV | LD3 | LOAD
116013753 | ATSI | ZONE | ATSI | 135389033 | GROVEWD | 36 KV | LD4 | LOAD
116013753 | ATSI | ZONE | ATSI | 1356155576 | GUILFRD | 138 KV | GUILFORD | LOAD
116013753 | ATSI | ZONE | ATSI | 2041967736 | HADLEYFE | 69 KV | T1 | LOAD
116013753 | ATSI | ZONE | ATSI | 93353767 | HANCOK | 138 KV | TR71 | LOAD
116013753 | ATSI | ZONE | ATSI | 93353769 | HANCOK | 138 KV | TR72 | LOAD
116013753 | ATSI | ZONE | ATSI | 1869183587 | HANSON | 69 KV | T1 | LOAD
116013753 | ATSI | ZONE | ATSI | 2156109939 | HANVILLE | 69 KV | FITCH_LD | LOAD
116013753 | ATSI | ZONE | ATSI | 2156109942 | HANVILLE | 69 KV | NNFN_LD | LOAD
116013753 | ATSI | ZONE | ATSI | 2156109940 | HANVILLE | 69 KV | NOVA_LD | LOAD
116013753 | ATSI | ZONE | ATSI | 2156109941 | HANVILLE | 69 KV | STEUB_LD | LOAD
116013753 | ATSI | ZONE | ATSI | 2156109943 | HANVILLE | 69 KV | T1 | LOAD
116013753 | ATSI | ZONE | ATSI | 2041967791 | HARBORFE | 69 KV | T1 | LOAD
116013753 | ATSI | ZONE | ATSI | 1869183603 | HARKNESS | 69 KV | T1 | LOAD
116013753 | ATSI | ZONE | ATSI | 2041967745 | HARLANFE | 69 KV | T1 | LOAD
116013753 | ATSI | ZONE | ATSI | 135388849 | HARMNY_M | 69 KV | HARMNY69 | LOAD
116013753 | ATSI | ZONE | ATSI | 1268565223 | HARMONOE | 69 KV | BREWSTER | LOAD
116013753 | ATSI | ZONE | ATSI | 2156112899 | HARPERFE | 138 KV | MOBILELD | LOAD
116013753 | ATSI | ZONE | ATSI | 1439647875 | HARPERFE | 138 KV | TR1 | LOAD
116013753 | ATSI | ZONE | ATSI | 123901007 | HARPERFE | 138 KV | TR102 | LOAD
116013753 | ATSI | ZONE | ATSI | 123901009 | HARPERFE | 138 KV | TR114 | LOAD
116013753 | ATSI | ZONE | ATSI | 2041966805 | HARTFCEC | 69 KV | T1 | LOAD
116013753 | ATSI | ZONE | ATSI | 2041966840 | HARTFDFE | 69 KV | T1A | LOAD
116013753 | ATSI | ZONE | ATSI | 2041966836 | HARTFDFE | 69 KV | T1B | LOAD
116013753 | ATSI | ZONE | ATSI | 2041967686 | HARTSTN | 69 KV | T1 | LOAD
116013753 | ATSI | ZONE | ATSI | 135388851 | HAWLEY | 69 KV | TR1 | LOAD
116013753 | ATSI | ZONE | ATSI | 135388853 | HAWLEY | 69 KV | TR2 | LOAD
116013753 | ATSI | ZONE | ATSI | 93353773 | HAWTANGL | 138 KV | TR1 | LOAD
116013753 | ATSI | ZONE | ATSI | 93353775 | HAWTANGL | 138 KV | TR2 | LOAD
116013753 | ATSI | ZONE | ATSI | 1338423899 | HAYELMRZ | 138 KV | HAYES | LOAD
116013753 | ATSI | ZONE | ATSI | 2041967707 | HEMPFIE | 69 KV | T1 | LOAD
116013753 | ATSI | ZONE | ATSI | 2041967713 | HEMPFIE | 69 KV | T3HODGE | LOAD
116013753 | ATSI | ZONE | ATSI | 2041967710 | HEMPFIE | 69 KV | T7HODGE | LOAD
116013753 | ATSI | ZONE | ATSI | 2041967708 | HEMPFIE | 69 KV | T9HODGE | LOAD
116013753 | ATSI | ZONE | ATSI | 2041967694 | HENDRSN | 69 KV | T1 | LOAD
116013753 | ATSI | ZONE | ATSI | 1869183601 | HERBERT | 69 KV | T1 | LOAD
116013753 | ATSI | ZONE | ATSI | 2041967797 | HERMITAG | 69 KV | T1 | LOAD
116013753 | ATSI | ZONE | ATSI | 2156109354 | HIBBMILL | 26 KV | AUX1LOAD | LOAD
116013753 | ATSI | ZONE | ATSI | 2156109355 | HIBBMILL | 26 KV | AUX2LOAD | LOAD
116013753 | ATSI | ZONE | ATSI | 2041967697 | HICK_FE | 69 KV | MOB9LD | LOAD
116013753 | ATSI | ZONE | ATSI | 2041967702 | HICK_FE | 69 KV | T1 | LOAD
116013753 | ATSI | ZONE | ATSI | 2041967705 | HICK_FE | 69 KV | T2 | LOAD
116013753 | ATSI | ZONE | ATSI | 2041967700 | HICK_FE | 69 KV | T3 | LOAD
116013753 | ATSI | ZONE | ATSI | 93353777 | HICKRY | 138 KV | TR71 | LOAD
116013753 | ATSI | ZONE | ATSI | 93353779 | HICKRY | 138 KV | TR72 | LOAD
116013753 | ATSI | ZONE | ATSI | 2041967684 | HICRUNEC | 20 KV | 1AAUXLD | LOAD
116013753 | ATSI | ZONE | ATSI | 2041967683 | HICRUNEC | 20 KV | 1BAUXLD | LOAD
116013753 | ATSI | ZONE | ATSI | 2041967783 | HILLCRST | 69 KV | T1 | LOAD
116013753 | ATSI | ZONE | ATSI | 2156114580 | HILLS | 69 KV | LOAD1 | LOAD
116013753 | ATSI | ZONE | ATSI | 135388855 | HOLLYWD | 69 KV | TR1 | LOAD
116013753 | ATSI | ZONE | ATSI | 2156112922 | HOMEDEPT | 138 KV | GIGALOAD | LOAD
116013753 | ATSI | ZONE | ATSI | 1268565224 | HOMEDEPT | 138 KV | HOMEDEPT | LOAD
116013753 | ATSI | ZONE | ATSI | 1869183636 | HOMERVIL | 69 KV | T1 | LOAD
116013753 | ATSI | ZONE | ATSI | 93353783 | HORIZON1 | 138 KV | TR1 | LOAD
116013753 | ATSI | ZONE | ATSI | 93353781 | HORIZON1 | 138 KV | TR2 | LOAD
116013753 | ATSI | ZONE | ATSI | 32414989 | HOYTDAL2 | 138 KV | KOPPEL | LOAD
116013753 | ATSI | ZONE | ATSI | 98370155 | HUDMUN | 138 KV | TR1 | LOAD
116013753 | ATSI | ZONE | ATSI | 106856809 | HUDMUN | 138 KV | TR2 | LOAD
116013753 | ATSI | ZONE | ATSI | 2156109587 | HUDSONSM | 69 KV | T1 | LOAD
116013753 | ATSI | ZONE | ATSI | 2156109588 | HUDSONSM | 69 KV | T2 | LOAD
116013753 | ATSI | ZONE | ATSI | 1869183640 | HURON FE | 69 KV | T1 | LOAD
116013753 | ATSI | ZONE | ATSI | 1869183646 | HURONLIM | 69 KV | T1 | LOAD
116013753 | ATSI | ZONE | ATSI | 1869183620 | HWAYCOMP | 69 KV | T1 | LOAD
116013753 | ATSI | ZONE | ATSI | 1869183650 | IACNA | 69 KV | T1 | LOAD
116013753 | ATSI | ZONE | ATSI | 1869183652 | IACNA | 69 KV | T2 | LOAD
116013753 | ATSI | ZONE | ATSI | 2156113948 | IACNA | 69 KV | T3 | LOAD
116013753 | ATSI | ZONE | ATSI | 135388857 | IDEALELC | 69 KV | IDEAL_69 | LOAD
116013753 | ATSI | ZONE | ATSI | 2156109036 | INMETCO | 69 KV | T1 | LOAD
116013753 | ATSI | ZONE | ATSI | 2156109035 | INMETCO | 69 KV | T2 | LOAD
116013753 | ATSI | ZONE | ATSI | 1067163600 | INVOLTA | 138 KV | TR1 | LOAD
116013753 | ATSI | ZONE | ATSI | 1067163601 | INVOLTA | 138 KV | TR2 | LOAD
116013753 | ATSI | ZONE | ATSI | 135388859 | IRONVILL | 69 KV | TR2 | LOAD
116013753 | ATSI | ZONE | ATSI | 135388861 | IRONVILL | 69 KV | TR3 | LOAD
116013753 | ATSI | ZONE | ATSI | 93353785 | IRWIN | 138 KV | TR71 | LOAD
116013753 | ATSI | ZONE | ATSI | 93353787 | IRWIN | 138 KV | TR72 | LOAD
116013753 | ATSI | ZONE | ATSI | 93353789 | ISSLER | 138 KV | TR72 | LOAD
116013753 | ATSI | ZONE | ATSI | 32415001 | IVANHOOE | 23 KV | A | LOAD
116013753 | ATSI | ZONE | ATSI | 32415003 | IVY | 34 KV | C | LOAD
116013753 | ATSI | ZONE | ATSI | 106856819 | IX_CENTR | 138 KV | TR1 | LOAD
116013753 | ATSI | ZONE | ATSI | 106856821 | IX_CENTR | 138 KV | TR2 | LOAD
116013753 | ATSI | ZONE | ATSI | 106856823 | IX_CENTR | 138 KV | TR3 | LOAD
116013753 | ATSI | ZONE | ATSI | 106856825 | IX_CENTR | 138 KV | TR4 | LOAD
116013753 | ATSI | ZONE | ATSI | 93353793 | JACKMAN | 138 KV | TR1 | LOAD
116013753 | ATSI | ZONE | ATSI | 135388863 | JACKMAN | 69 KV | TR4 | LOAD
116013753 | ATSI | ZONE | ATSI | 98370159 | JACKSNOE | 138 KV | TR3 | LOAD
116013753 | ATSI | ZONE | ATSI | 2041967735 | JAMESTN | 69 KV | T1 | LOAD
116013753 | ATSI | ZONE | ATSI | 2041966743 | JEFF IND | 69 KV | T3 | LOAD
116013753 | ATSI | ZONE | ATSI | 135388865 | JEFFERSN | 69 KV | TR2 | LOAD
116013753 | ATSI | ZONE | ATSI | 112586087 | JORDAN | 34 KV | LOAD | LOAD
116013753 | ATSI | ZONE | ATSI | 2156114116 | JORDAN | 34 KV | LOAD2 | LOAD
116013753 | ATSI | ZONE | ATSI | 2156114151 | JORDAN | 34 KV | LOAD3 | LOAD
116013753 | ATSI | ZONE | ATSI | 93353801 | JUDI | 138 KV | TR71 | LOAD
116013753 | ATSI | ZONE | ATSI | 93353803 | KEITH | 138 KV | TR71 | LOAD
116013753 | ATSI | ZONE | ATSI | 93353805 | KEITH | 138 KV | TR72 | LOAD
116013753 | ATSI | ZONE | ATSI | 93353807 | KELLY | 138 KV | TR71 | LOAD
116013753 | ATSI | ZONE | ATSI | 93353809 | KELLY | 138 KV | TR72 | LOAD
116013753 | ATSI | ZONE | ATSI | 93353811 | KENDALL | 138 KV | TR71 | LOAD
116013753 | ATSI | ZONE | ATSI | 93353813 | KENDALL | 138 KV | TR72 | LOAD
116013753 | ATSI | ZONE | ATSI | 2156109938 | KENT2 | 69 KV | KENTSTLD | LOAD
116013753 | ATSI | ZONE | ATSI | 2156109935 | KENT2 | 69 KV | KENTWTLD | LOAD
116013753 | ATSI | ZONE | ATSI | 2156109937 | KENT2 | 69 KV | SUNP_LD | LOAD
116013753 | ATSI | ZONE | ATSI | 2156109936 | KENT2 | 69 KV | T5 | LOAD
116013753 | ATSI | ZONE | ATSI | 2156109934 | KENT2 | 69 KV | T6 | LOAD
116013753 | ATSI | ZONE | ATSI | 93353815 | KENYON | 138 KV | TR71 | LOAD
116013753 | ATSI | ZONE | ATSI | 93353817 | KENYON | 138 KV | TR72 | LOAD
116013753 | ATSI | ZONE | ATSI | 93353819 | KEPLER | 138 KV | TR71 | LOAD
116013753 | ATSI | ZONE | ATSI | 93353821 | KEPLER | 138 KV | TR72 | LOAD
116013753 | ATSI | ZONE | ATSI | 93353823 | KIPLNG | 138 KV | TR71 | LOAD
116013753 | ATSI | ZONE | ATSI | 93353825 | KIPLNG | 138 KV | TR72 | LOAD
116013753 | ATSI | ZONE | ATSI | 32415043 | KIRBY | 69 KV | A | LOAD
116013753 | ATSI | ZONE | ATSI | 2156114585 | KLINE2 | 69 KV | T1LD | LOAD
116013753 | ATSI | ZONE | ATSI | 32415045 | KNOX | 69 KV | LOAD | LOAD
116013753 | ATSI | ZONE | ATSI | 2156109593 | KNOX2 | 69 KV | T1 | LOAD
116013753 | ATSI | ZONE | ATSI | 2156109592 | KNOX2 | 69 KV | T2 | LOAD
116013753 | ATSI | ZONE | ATSI | 2156109929 | LAGRANG1 | 69 KV | CAPEL_LD | LOAD
116013753 | ATSI | ZONE | ATSI | 2156109933 | LAGRANG1 | 69 KV | CNTRL_LD | LOAD
116013753 | ATSI | ZONE | ATSI | 2156109927 | LAGRANG1 | 69 KV | GRAFE_LD | LOAD
116013753 | ATSI | ZONE | ATSI | 2156109931 | LAGRANG1 | 69 KV | GRAFM_LD | LOAD
116013753 | ATSI | ZONE | ATSI | 2156109930 | LAGRANG1 | 69 KV | LITCH_LD | LOAD
116013753 | ATSI | ZONE | ATSI | 2156109926 | LAGRANG1 | 69 KV | T1 | LOAD
116013753 | ATSI | ZONE | ATSI | 2156109928 | LAGRANG1 | 69 KV | WEBST_LD | LOAD
116013753 | ATSI | ZONE | ATSI | 2156109932 | LAGRANG1 | 69 KV | WELIM_LD | LOAD
116013753 | ATSI | ZONE | ATSI | 1869183594 | LAIS | 69 KV | T1 | LOAD
116013753 | ATSI | ZONE | ATSI | 98370161 | LAKEMORE | 138 KV | TR1 | LOAD
116013753 | ATSI | ZONE | ATSI | 123901029 | LAKESHOR | 12 KV | A | LOAD
116013753 | ATSI | ZONE | ATSI | 123901025 | LAKESHOR | 138 KV | TR6 | LOAD
116013753 | ATSI | ZONE | ATSI | 1097728111 | LAKESHOR | 138 KV | TR7 | LOAD
116013753 | ATSI | ZONE | ATSI | 1183225618 | LAKVEW | 138 KV | M8 | LOAD
116013753 | ATSI | ZONE | ATSI | 32415049 | LAKVEW | 34 KV | A | LOAD
116013753 | ATSI | ZONE | ATSI | 1248985945 | LAKVEW | 34 KV | LAKVW LD | LOAD
116013753 | ATSI | ZONE | ATSI | 93353827 | LAMONT | 138 KV | TR71 | LOAD
116013753 | ATSI | ZONE | ATSI | 93353829 | LAMONT | 138 KV | TR72 | LOAD
116013753 | ATSI | ZONE | ATSI | 135388867 | LAPIER | 69 KV | TR2 | LOAD
116013753 | ATSI | ZONE | ATSI | 2156110500 | LAURELRO | 138 KV | T1 | LOAD
116013753 | ATSI | ZONE | ATSI | 2041966713 | LBRTYCEC | 69 KV | T1 | LOAD
116013753 | ATSI | ZONE | ATSI | 1067163624 | LBRTYCTR | 69 KV | LBRTY_69 | LOAD
116013753 | ATSI | ZONE | ATSI | 93353831 | LEAR | 138 KV | TR1 | LOAD
116013753 | ATSI | ZONE | ATSI | 2041966862 | LEAVITTS | 69 KV | T1 | LOAD
116013753 | ATSI | ZONE | ATSI | 2041966864 | LEAVITTS | 69 KV | T2 | LOAD
116013753 | ATSI | ZONE | ATSI | 2041967815 | LEESBGFE | 69 KV | T1 | LOAD
116013753 | ATSI | ZONE | ATSI | 2041966779 | LEFFELS | 69 KV | T1 | LOAD
116013753 | ATSI | ZONE | ATSI | 2041966781 | LEFFELS | 69 KV | T2 | LOAD
116013753 | ATSI | ZONE | ATSI | 2156110188 | LEGENDT | 138 KV | TR1_LOAD | LOAD
116013753 | ATSI | ZONE | ATSI | 93353833 | LESTER | 138 KV | TR71 | LOAD
116013753 | ATSI | ZONE | ATSI | 93353835 | LESTER | 138 KV | TR72 | LOAD
116013753 | ATSI | ZONE | ATSI | 2041966746 | LFAYETFE | 69 KV | T1 | LOAD
116013753 | ATSI | ZONE | ATSI | 135388873 | LIBGLAS | 69 KV | TR1 | LOAD
116013753 | ATSI | ZONE | ATSI | 135388875 | LIBGLAS | 69 KV | TR2 | LOAD
116013753 | ATSI | ZONE | ATSI | 1305124248 | LINCOLN5 | 138 KV | TR73 | LOAD
116013753 | ATSI | ZONE | ATSI | 135388877 | LINDENFE | 69 KV | LINDN_69 | LOAD
116013753 | ATSI | ZONE | ATSI | 2156113248 | LLOYD | 34 KV | LOAD1 | LOAD
116013753 | ATSI | ZONE | ATSI | 2156111840 | LLOYD | 34 KV | LOAD2 | LOAD
116013753 | ATSI | ZONE | ATSI | 2156111837 | LLOYD | 34 KV | LOAD3 | LOAD
116013753 | ATSI | ZONE | ATSI | 2156111749 | LLOYD | 34 KV | LOAD4 | LOAD
116013753 | ATSI | ZONE | ATSI | 1305123802 | LNCOLNPK | 23 KV | EMRSNTP | LOAD
116013753 | ATSI | ZONE | ATSI | 1305123800 | LNCOLNPK | 23 KV | GEARMAR | LOAD
116013753 | ATSI | ZONE | ATSI | 1305123801 | LNCOLNPK | 23 KV | MCGUFFEY | LOAD
116013753 | ATSI | ZONE | ATSI | 1305123799 | LNCOLNPK | 23 KV | T360 | LOAD
116013753 | ATSI | ZONE | ATSI | 1305123803 | LNCOLNPK | 23 KV | WOOD | LOAD
116013753 | ATSI | ZONE | ATSI | 135388879 | LOCUST_T | 69 KV | TR1 | LOAD
116013753 | ATSI | ZONE | ATSI | 135388881 | LOCUST_T | 69 KV | TR2 | LOAD
116013753 | ATSI | ZONE | ATSI | 135388883 | LOCUST_T | 69 KV | TR3 | LOAD
116013753 | ATSI | ZONE | ATSI | 135388885 | LOCUST_T | 69 KV | TR4 | LOAD
116013753 | ATSI | ZONE | ATSI | 135388887 | LOCUST_T | 69 KV | TR5 | LOAD
116013753 | ATSI | ZONE | ATSI | 1869183653 | LODIMUNI | 69 KV | T1 | LOAD
116013753 | ATSI | ZONE | ATSI | 2041966696 | LONDNCOR | 69 KV | TLC1 | LOAD
116013753 | ATSI | ZONE | ATSI | 2041966699 | LONDNCOR | 69 KV | TMC1 | LOAD
116013753 | ATSI | ZONE | ATSI | 98370163 | LONDONOE | 138 KV | TR2 | LOAD
116013753 | ATSI | ZONE | ATSI | 98370335 | LONGFIEL | 138 KV | TR72 | LOAD
116013753 | ATSI | ZONE | ATSI | 98370165 | LONGVIOE | 138 KV | TR6 | LOAD
116013753 | ATSI | ZONE | ATSI | 135388891 | LONGVIOE | 69 KV | LDBRSIDE | LOAD
116013753 | ATSI | ZONE | ATSI | 2156114787 | LORACORR | 69 KV | LOAD | LOAD
116013753 | ATSI | ZONE | ATSI | 135388895 | LORENZEN | 69 KV | LOREN_69 | LOAD
116013753 | ATSI | ZONE | ATSI | 135388893 | LORENZEN | 69 KV | REATO_69 | LOAD
116013753 | ATSI | ZONE | ATSI | 2156114180 | LOWELL | 69 KV | BIOENERG | LOAD
116013753 | ATSI | ZONE | ATSI | 1338423643 | LOWELL | 69 KV | TB7 LD | LOAD
116013753 | ATSI | ZONE | ATSI | 1369003994 | LRDTWNEC | 19 KV | AUX11 | LOAD
116013753 | ATSI | ZONE | ATSI | 1369003995 | LRDTWNEC | 19 KV | AUX12 | LOAD
116013753 | ATSI | ZONE | ATSI | 112586101 | LTVEAST | 138 KV | TR10 | LOAD
116013753 | ATSI | ZONE | ATSI | 112586095 | LTVEAST | 138 KV | TR11 | LOAD
116013753 | ATSI | ZONE | ATSI | 112586097 | LTVEAST | 138 KV | TR2 | LOAD
116013753 | ATSI | ZONE | ATSI | 112586099 | LTVEAST | 138 KV | TR3 | LOAD
116013753 | ATSI | ZONE | ATSI | 112586091 | LTVEAST | 138 KV | TR4 | LOAD
116013753 | ATSI | ZONE | ATSI | 112586103 | LTVEAST | 138 KV | TR5 | LOAD
116013753 | ATSI | ZONE | ATSI | 112586093 | LTVEAST | 138 KV | TR6 | LOAD
116013753 | ATSI | ZONE | ATSI | 93353853 | LTVFRN | 138 KV | TR1 | LOAD
116013753 | ATSI | ZONE | ATSI | 93353855 | LTVFRN | 138 KV | TR2 | LOAD
116013753 | ATSI | ZONE | ATSI | 93353857 | LTVFRN | 138 KV | TR3 | LOAD
116013753 | ATSI | ZONE | ATSI | 2156109584 | LTVWEST | 138 KV | TR1 | LOAD
116013753 | ATSI | ZONE | ATSI | 2156109583 | LTVWEST | 138 KV | TR2 | LOAD
116013753 | ATSI | ZONE | ATSI | 2156109585 | LTVWEST | 138 KV | TR3 | LOAD
116013753 | ATSI | ZONE | ATSI | 2156109582 | LTVWEST | 138 KV | TR5 | LOAD
116013753 | ATSI | ZONE | ATSI | 1869183600 | LYME | 69 KV | T1 | LOAD
116013753 | ATSI | ZONE | ATSI | 135388897 | LYNCH1 | 69 KV | TR1 | LOAD
116013753 | ATSI | ZONE | ATSI | 135388899 | LYNCH1 | 69 KV | TR2 | LOAD
116013753 | ATSI | ZONE | ATSI | 1348257149 | MACEDONI | 69 KV | T1 LD | LOAD
116013753 | ATSI | ZONE | ATSI | 1348257150 | MACEDONI | 69 KV | T2 LD | LOAD
116013753 | ATSI | ZONE | ATSI | 98370167 | MADISOE | 138 KV | TR1 | LOAD
116013753 | ATSI | ZONE | ATSI | 2156111407 | MAGELLAN | 138 KV | TR1_LD | LOAD
116013753 | ATSI | ZONE | ATSI | 2156111406 | MAGELLAN | 138 KV | TR2_LD | LOAD
116013753 | ATSI | ZONE | ATSI | 2156111405 | MAGELLAN | 138 KV | TR3_LD | LOAD
116013753 | ATSI | ZONE | ATSI | 32415109 | MAHONIFE | 23 KV | A | LOAD
116013753 | ATSI | ZONE | ATSI | 93353859 | MANIVL | 138 KV | TR1 | LOAD
116013753 | ATSI | ZONE | ATSI | 93353861 | MANIVL | 138 KV | TR2 | LOAD
116013753 | ATSI | ZONE | ATSI | 112586055 | MANSFIEL | 17 KV | LDMF10 | LOAD
116013753 | ATSI | ZONE | ATSI | 112586057 | MANSFIEL | 17 KV | LDMF20 | LOAD
116013753 | ATSI | ZONE | ATSI | 112586059 | MANSFIEL | 17 KV | LDMF30 | LOAD
116013753 | ATSI | ZONE | ATSI | 87901527 | MANSFIEL | 345 KV | LDTR1 | LOAD
116013753 | ATSI | ZONE | ATSI | 87901525 | MANSFIEL | 345 KV | LDTR2 | LOAD
116013753 | ATSI | ZONE | ATSI | 1338424115 | MAPLEOE | 69 KV | ZELIENOP | LOAD
116013753 | ATSI | ZONE | ATSI | 2041966694 | MARENCEC | 69 KV | T1 | LOAD
116013753 | ATSI | ZONE | ATSI | 98370169 | MARIONET | 138 KV | TR1 | LOAD
116013753 | ATSI | ZONE | ATSI | 1183226084 | MARKWEST | 138 KV | LDTR1 | LOAD
116013753 | ATSI | ZONE | ATSI | 1183226085 | MARKWEST | 138 KV | LDTR2 | LOAD
116013753 | ATSI | ZONE | ATSI | 1338424135 | MARKWST2 | 138 KV | MARKWST2 | LOAD
116013753 | ATSI | ZONE | ATSI | 2156114674 | MARS | 69 KV | T1LD | LOAD
116013753 | ATSI | ZONE | ATSI | 2156114576 | MARS | 69 KV | T2LD | LOAD
116013753 | ATSI | ZONE | ATSI | 32415115 | MASURY | 23 KV | B | LOAD
116013753 | ATSI | ZONE | ATSI | 135388901 | MAUMEE | 69 KV | TR1 | LOAD
116013753 | ATSI | ZONE | ATSI | 135388903 | MAUMEE | 69 KV | TR2 | LOAD
116013753 | ATSI | ZONE | ATSI | 98370337 | MAXWELL | 138 KV | TR71 | LOAD
116013753 | ATSI | ZONE | ATSI | 123901033 | MAYFLD | 138 KV | TR71 | LOAD
116013753 | ATSI | ZONE | ATSI | 123901035 | MAYFLD | 34 KV | E | LOAD
116013753 | ATSI | ZONE | ATSI | 32415121 | MCDOWLOE | 69 KV | A | LOAD
116013753 | ATSI | ZONE | ATSI | 98370171 | MCDSTEEL | 138 KV | LDMC | LOAD
116013753 | ATSI | ZONE | ATSI | 135388905 | MEADWLRK | 69 KV | TR1 | LOAD
116013753 | ATSI | ZONE | ATSI | 135388907 | MED_CENT | 69 KV | MEDCN_69 | LOAD
116013753 | ATSI | ZONE | ATSI | 135388915 | MED_COLL | 69 KV | MEDCL_69 | LOAD
116013753 | ATSI | ZONE | ATSI | 135388913 | MED_COLL | 69 KV | MEDCM_69 | LOAD
116013753 | ATSI | ZONE | ATSI | 135388909 | MED_COLL | 69 KV | TR1 | LOAD
116013753 | ATSI | ZONE | ATSI | 135388911 | MED_COLL | 69 KV | TR2 | LOAD
116013753 | ATSI | ZONE | ATSI | 1869182801 | MEDINA | 69 KV | MEDINALD | LOAD
116013753 | ATSI | ZONE | ATSI | 2156111975 | MEDINA | 69 KV | POE_LOAD | LOAD
116013753 | ATSI | ZONE | ATSI | 1348256561 | MEDINA | 69 KV | T1 2 4LD | LOAD
116013753 | ATSI | ZONE | ATSI | 1348256560 | MEDINA | 69 KV | T3 LD | LOAD
116013753 | ATSI | ZONE | ATSI | 2041967800 | MERCERFE | 69 KV | T1 | LOAD
116013753 | ATSI | ZONE | ATSI | 2041967798 | MERCERFE | 69 KV | T2 | LOAD
116013753 | ATSI | ZONE | ATSI | 2041967813 | MERCERFG | 69 KV | T1 | LOAD
116013753 | ATSI | ZONE | ATSI | 135388917 | MIDV_PI2 | 69 KV | MIDVP_69 | LOAD
116013753 | ATSI | ZONE | ATSI | 1869183593 | MILANM_N | 69 KV | T1 | LOAD
116013753 | ATSI | ZONE | ATSI | 1869183622 | MILANVIL | 69 KV | T1 | LOAD
116013753 | ATSI | ZONE | ATSI | 1869183623 | MILANVIL | 69 KV | T2 | LOAD
116013753 | ATSI | ZONE | ATSI | 1075449493 | MILLENUM | 138 KV | TR1 | LOAD
116013753 | ATSI | ZONE | ATSI | 98370173 | MILLIRON | 138 KV | TR1 | LOAD
116013753 | ATSI | ZONE | ATSI | 2156112866 | MITCHELT | 138 KV | MITCH_LD | LOAD
116013753 | ATSI | ZONE | ATSI | 1869183588 | MITSBSHI | 69 KV | T1 | LOAD
116013753 | ATSI | ZONE | ATSI | 135388919 | MN_WW | 69 KV | WMNWAT69 | LOAD
116013753 | ATSI | ZONE | ATSI | 119117471 | MONTEPLR | 69 KV | AIRPRT69 | LOAD
116013753 | ATSI | ZONE | ATSI | 119117473 | MONTEPLR | 69 KV | CHASBR69 | LOAD
116013753 | ATSI | ZONE | ATSI | 119117469 | MONTEPLR | 69 KV | HENRYS69 | LOAD
116013753 | ATSI | ZONE | ATSI | 119117477 | MONTEPLR | 69 KV | PIONER1 | LOAD
116013753 | ATSI | ZONE | ATSI | 119117479 | MONTEPLR | 69 KV | PIONER2 | LOAD
116013753 | ATSI | ZONE | ATSI | 119117467 | MONTEPLR | 69 KV | STEBEN1 | LOAD
116013753 | ATSI | ZONE | ATSI | 119117475 | MONTEPLR | 69 KV | STEBEN2 | LOAD
116013753 | ATSI | ZONE | ATSI | 2041966741 | MOOREFLD | 69 KV | T1 | LOAD
116013753 | ATSI | ZONE | ATSI | 2041966737 | MOOREFLD | 69 KV | T2 | LOAD
116013753 | ATSI | ZONE | ATSI | 98370175 | MOOREOE | 138 KV | TR1 | LOAD
116013753 | ATSI | ZONE | ATSI | 1869183648 | MORTNSLT | 69 KV | T1 | LOAD
116013753 | ATSI | ZONE | ATSI | 2041966783 | MOYNO | 69 KV | T1 | LOAD
116013753 | ATSI | ZONE | ATSI | 98370181 | MURRAYOE | 138 KV | TR1 | LOAD
116013753 | ATSI | ZONE | ATSI | 98370177 | MURRAYOE | 138 KV | TR2 | LOAD
116013753 | ATSI | ZONE | ATSI | 135388921 | NABISCO | 69 KV | NABTO_69 | LOAD
116013753 | ATSI | ZONE | ATSI | 1067163680 | NAPLEON | 69 KV | GLENW_69 | LOAD
116013753 | ATSI | ZONE | ATSI | 1067163678 | NAPLEON | 69 KV | NAPMI_69 | LOAD
116013753 | ATSI | ZONE | ATSI | 1067163679 | NAPLEON | 69 KV | SOUTH_69 | LOAD
116013753 | ATSI | ZONE | ATSI | 93353865 | NAPLNN | 138 KV | TRE | LOAD
116013753 | ATSI | ZONE | ATSI | 93353863 | NAPLNN | 138 KV | TRW | LOAD
116013753 | ATSI | ZONE | ATSI | 98370183 | NASA | 138 KV | TR1 | LOAD
116013753 | ATSI | ZONE | ATSI | 98370185 | NASA | 138 KV | TR2 | LOAD
116013753 | ATSI | ZONE | ATSI | 1318137619 | NATHAN | 34 KV | R14 LD | LOAD
116013753 | ATSI | ZONE | ATSI | 1318137622 | NATHAN | 34 KV | R15 LD | LOAD
116013753 | ATSI | ZONE | ATSI | 1318137620 | NATHAN | 34 KV | R21 LD | LOAD
116013753 | ATSI | ZONE | ATSI | 1318137621 | NATHAN | 34 KV | R26 LD | LOAD
116013753 | ATSI | ZONE | ATSI | 1439648324 | NATIONL | 138 KV | T1 | LOAD
116013753 | ATSI | ZONE | ATSI | 2156114909 | NATIONL | 138 KV | T2_LD | LOAD
116013753 | ATSI | ZONE | ATSI | 93353867 | NATLBRN | 138 KV | TR1 | LOAD
116013753 | ATSI | ZONE | ATSI | 1348257154 | NATUREFF | 138 KV | NFF LD | LOAD
116013753 | ATSI | ZONE | ATSI | 2156112338 | NATUREFF | 138 KV | NOVATS | LOAD
116013753 | ATSI | ZONE | ATSI | 2156112454 | NATUREFF | 138 KV | TCREC_LD | LOAD
116013753 | ATSI | ZONE | ATSI | 2041966681 | NAVISTAR | 69 KV | T1 | LOAD
116013753 | ATSI | ZONE | ATSI | 2041966678 | NAVISTAR | 69 KV | T2 | LOAD
116013753 | ATSI | ZONE | ATSI | 98370187 | NDEPT | 138 KV | TR1 | LOAD
116013753 | ATSI | ZONE | ATSI | 98370189 | NDEPT | 138 KV | TR2 | LOAD
116013753 | ATSI | ZONE | ATSI | 1268565018 | NEVADAOE | 138 KV | TR1 LD | LOAD
116013753 | ATSI | ZONE | ATSI | 1305123861 | NEVADAOE | 138 KV | TR3 LD | LOAD
116013753 | ATSI | ZONE | ATSI | 1338424014 | NEWBURGH | 69 KV | TR7 LD | LOAD
116013753 | ATSI | ZONE | ATSI | 1338424013 | NEWBURGH | 69 KV | TR8 LD | LOAD
116013753 | ATSI | ZONE | ATSI | 2041966820 | NEWCALI | 69 KV | T1 | LOAD
116013753 | ATSI | ZONE | ATSI | 2041966822 | NEWCALI | 69 KV | T2 | LOAD
116013753 | ATSI | ZONE | ATSI | 112586061 | NEWCASOE | 14 KV | NL30 | LOAD
116013753 | ATSI | ZONE | ATSI | 112586063 | NEWCASOE | 14 KV | NL40 | LOAD
116013753 | ATSI | ZONE | ATSI | 119117481 | NEWCASOE | 16 KV | LD5 | LOAD
116013753 | ATSI | ZONE | ATSI | 32415143 | NEWCASOE | 23 KV | B | LOAD
116013753 | ATSI | ZONE | ATSI | 106856813 | NEWCASOE | 69 KV | TR6 | LOAD
116013753 | ATSI | ZONE | ATSI | 98370339 | NEWELL | 138 KV | TR71 | LOAD
116013753 | ATSI | ZONE | ATSI | 98370341 | NEWELL | 138 KV | TR72 | LOAD
116013753 | ATSI | ZONE | ATSI | 1218908236 | NEWSTACY | 138 KV | LOAD | LOAD
116013753 | ATSI | ZONE | ATSI | 32415151 | NEWTONFA | 23 KV | B | LOAD
116013753 | ATSI | ZONE | ATSI | 32415149 | NEWTONFA | 69 KV | A | LOAD
116013753 | ATSI | ZONE | ATSI | 32415153 | NILES | 23 KV | A | LOAD
116013753 | ATSI | ZONE | ATSI | 1067164094 | NINEMILE | 138 KV | TR1 | LOAD
116013753 | ATSI | ZONE | ATSI | 1067164095 | NINEMILE | 138 KV | TR2 | LOAD
116013753 | ATSI | ZONE | ATSI | 76427763 | NORDONIA | 138 KV | TR1 | LOAD
116013753 | ATSI | ZONE | ATSI | 2156114177 | NORDSON | 69 KV | NORD_LD | LOAD
116013753 | ATSI | ZONE | ATSI | 1869183591 | NORFOLK | 69 KV | T1 | LOAD
116013753 | ATSI | ZONE | ATSI | 1869183590 | NORFOLK | 69 KV | T2 | LOAD
116013753 | ATSI | ZONE | ATSI | 123901037 | NORTHFLD | 138 KV | TR71 | LOAD
116013753 | ATSI | ZONE | ATSI | 123901039 | NORTHFLD | 34 KV | C | LOAD
116013753 | ATSI | ZONE | ATSI | 2041967394 | NORTHFLD | 34 KV | T1 | LOAD
116013753 | ATSI | ZONE | ATSI | 2041967396 | NORTHFLD | 34 KV | T2 | LOAD
116013753 | ATSI | ZONE | ATSI | 2041967390 | NORTHFLD | 34 KV | T3 | LOAD
116013753 | ATSI | ZONE | ATSI | 2041967401 | NORTHFLD | 34 KV | T4 | LOAD
116013753 | ATSI | ZONE | ATSI | 98370343 | NORWAY | 138 KV | TR71 | LOAD
116013753 | ATSI | ZONE | ATSI | 98370345 | NORWAY | 138 KV | TR72 | LOAD
116013753 | ATSI | ZONE | ATSI | 1084385751 | NSS-YORK | 138 KV | LD2 | LOAD
116013753 | ATSI | ZONE | ATSI | 93353869 | NSS-YORK | 138 KV | NSY-TR | LOAD
116013753 | ATSI | ZONE | ATSI | 1248986017 | NSTARSTL | 34.5 KV | EAP LD | LOAD
116013753 | ATSI | ZONE | ATSI | 1248986016 | NSTARSTL | 34.5 KV | FDR LD | LOAD
116013753 | ATSI | ZONE | ATSI | 1248986018 | NSTARSTL | 34.5 KV | SVC LD | LOAD
116013753 | ATSI | ZONE | ATSI | 1869183953 | NTITUS | 138 KV | T1 | LOAD
116013753 | ATSI | ZONE | ATSI | 98370191 | NUCORST | 138 KV | GPTR1 | LOAD
116013753 | ATSI | ZONE | ATSI | 98370193 | NUCORST | 138 KV | GPTR2 | LOAD
116013753 | ATSI | ZONE | ATSI | 98370195 | NUCORST | 138 KV | TR1 | LOAD
116013753 | ATSI | ZONE | ATSI | 98370197 | NUCORST | 138 KV | TR2 | LOAD
116013753 | ATSI | ZONE | ATSI | 98370199 | NUCORST | 138 KV | TR4 | LOAD
116013753 | ATSI | ZONE | ATSI | 98370201 | NUCORST | 138 KV | TR5 | LOAD
116013753 | ATSI | ZONE | ATSI | 98370347 | NURSERY | 138 KV | TR1 | LOAD
116013753 | ATSI | ZONE | ATSI | 98370349 | NURSERY | 138 KV | TR2 | LOAD
116013753 | ATSI | ZONE | ATSI | 98370351 | NURSERY | 138 KV | TR3 | LOAD
116013753 | ATSI | ZONE | ATSI | 98370353 | NURSERY | 138 KV | TR71 | LOAD
116013753 | ATSI | ZONE | ATSI | 2041967805 | NWILMING | 69 KV | T1 | LOAD
116013753 | ATSI | ZONE | ATSI | 2041967807 | NWILMING | 69 KV | T2 | LOAD
116013753 | ATSI | ZONE | ATSI | 135388923 | OAKDAL | 69 KV | TR2 | LOAD
116013753 | ATSI | ZONE | ATSI | 135388925 | OAKDAL | 69 KV | TR3 | LOAD
116013753 | ATSI | ZONE | ATSI | 135388927 | OAKHARBR | 69 KV | TR1 | LOAD
116013753 | ATSI | ZONE | ATSI | 135388929 | OAKHARBR | 69 KV | TR2 | LOAD
116013753 | ATSI | ZONE | ATSI | 1218908237 | OAKWOOD2 | 69 KV | OAKWD LD | LOAD
116013753 | ATSI | ZONE | ATSI | 1075449219 | OBERLIN | 69 KV | LD1 | LOAD
116013753 | ATSI | ZONE | ATSI | 1132287620 | OHIO_STR | 138 KV | TR1 | LOAD
116013753 | ATSI | ZONE | ATSI | 1869183634 | OHIOVETH | 69 KV | T1 | LOAD
116013753 | ATSI | ZONE | ATSI | 1107284146 | OLDFORGE | 138 KV | TR1 | LOAD
116013753 | ATSI | ZONE | ATSI | 135388931 | OMNI | 69 KV | OMNI_69 | LOAD
116013753 | ATSI | ZONE | ATSI | 98370203 | ONTARIOE | 138 KV | TR1 | LOAD
116013753 | ATSI | ZONE | ATSI | 98370205 | ONTARIOE | 138 KV | TR2 | LOAD
116013753 | ATSI | ZONE | ATSI | 1338423898 | OREGONEN | 19 KV | AUXA LD | LOAD
116013753 | ATSI | ZONE | ATSI | 1338423897 | OREGONEN | 19 KV | AUXB LD | LOAD
116013753 | ATSI | ZONE | ATSI | 2041966767 | OSKELLY | 69 KV | T1 | LOAD
116013753 | ATSI | ZONE | ATSI | 2041966748 | OXFRDCEC | 69 KV | T1 | LOAD
116013753 | ATSI | ZONE | ATSI | 98370207 | P_EL_UDH | 138 KV | LDST | LOAD
116013753 | ATSI | ZONE | ATSI | 98370209 | PACKRDOE | 138 KV | TR1 | LOAD
116013753 | ATSI | ZONE | ATSI | 98370211 | PACKRDOE | 138 KV | TR2 | LOAD
116013753 | ATSI | ZONE | ATSI | 2041967743 | PADEPTCO | 69 KV | T1 | LOAD
116013753 | ATSI | ZONE | ATSI | 98370355 | PAINESV | 138 KV | TR1 | LOAD
116013753 | ATSI | ZONE | ATSI | 98370357 | PAINESV | 138 KV | TR2 | LOAD
116013753 | ATSI | ZONE | ATSI | 1356155763 | PAINESV2 | 138 KV | TR10 | LOAD
116013753 | ATSI | ZONE | ATSI | 1356155764 | PAINESV2 | 138 KV | TR11 | LOAD
116013753 | ATSI | ZONE | ATSI | 1388605791 | PALMAVE | 138 KV | T1 | LOAD
116013753 | ATSI | ZONE | ATSI | 1388605792 | PALMAVE | 138 KV | T2 | LOAD
116013753 | ATSI | ZONE | ATSI | 2041966845 | PARKMAN | 69 KV | T1 | LOAD
116013753 | ATSI | ZONE | ATSI | 135388939 | PEMBRVLL | 69 KV | LDWAYNE | LOAD
116013753 | ATSI | ZONE | ATSI | 135388933 | PEMBRVLL | 69 KV | TR1 | LOAD
116013753 | ATSI | ZONE | ATSI | 135388935 | PEMBRVLL | 69 KV | TR3 | LOAD
116013753 | ATSI | ZONE | ATSI | 1218908235 | PENNANT | 138 KV | LOAD | LOAD
116013753 | ATSI | ZONE | ATSI | 2041967576 | PERRY | 69 KV | T1 | LOAD
116013753 | ATSI | ZONE | ATSI | 112586105 | PERRY_FE | 22 KV | LD110B | LOAD
116013753 | ATSI | ZONE | ATSI | 87901529 | PERRY_FE | 345 KV | LD100 | LOAD
116013753 | ATSI | ZONE | ATSI | 87901531 | PERRY_FE | 345 KV | LD200 | LOAD
116013753 | ATSI | ZONE | ATSI | 135388941 | PERSTORP | 69 KV | TR1 | LOAD
116013753 | ATSI | ZONE | ATSI | 135388943 | PERSTORP | 69 KV | TR2 | LOAD
116013753 | ATSI | ZONE | ATSI | 98370215 | PIDGEON | 138 KV | TR1 | LOAD
116013753 | ATSI | ZONE | ATSI | 98370213 | PIDGEON | 138 KV | TR3 | LOAD
116013753 | ATSI | ZONE | ATSI | 32415171 | PIDGEON | 69 KV | B | LOAD
116013753 | ATSI | ZONE | ATSI | 2156110498 | PIDGEON | 69 KV | COLUMBIA | LOAD
116013753 | ATSI | ZONE | ATSI | 135388945 | PILKNGTN | 69 KV | TR1 | LOAD
116013753 | ATSI | ZONE | ATSI | 135388947 | PILKNGTN | 69 KV | TR2 | LOAD
116013753 | ATSI | ZONE | ATSI | 135388949 | PILKNGTN | 69 KV | TR4 | LOAD
116013753 | ATSI | ZONE | ATSI | 135388951 | PILKNGTN | 69 KV | TR5 | LOAD
116013753 | ATSI | ZONE | ATSI | 98370359 | PINEGROV | 138 KV | TR71 | LOAD
116013753 | ATSI | ZONE | ATSI | 98370217 | PINEOE | 138 KV | TR1 | LOAD
116013753 | ATSI | ZONE | ATSI | 98370219 | PINEOE | 138 KV | TR2 | LOAD
116013753 | ATSI | ZONE | ATSI | 98370221 | PINEOE | 138 KV | TR3 | LOAD
116013753 | ATSI | ZONE | ATSI | 123901011 | PIONEER | 69 KV | LD1 | LOAD
116013753 | ATSI | ZONE | ATSI | 1123173954 | PITTCONN | 138 KV | TR2 | LOAD
116013753 | ATSI | ZONE | ATSI | 2156115049 | PLAINCIT | 138 KV | J_SKI_LD | LOAD
116013753 | ATSI | ZONE | ATSI | 2041966799 | PLATTSBG | 69 KV | T1 | LOAD
116013753 | ATSI | ZONE | ATSI | 123901041 | PLNDEALR | 138 KV | TR1 | LOAD
116013753 | ATSI | ZONE | ATSI | 123901043 | PLNDEALR | 138 KV | TR2 | LOAD
116013753 | ATSI | ZONE | ATSI | 123901045 | PLSNTVLY | 138 KV | TR71 | LOAD
116013753 | ATSI | ZONE | ATSI | 123901047 | PLSNTVLY | 138 KV | TR72 | LOAD
116013753 | ATSI | ZONE | ATSI | 135388953 | PNTACNTY | 69 KV | TR1 | LOAD
116013753 | ATSI | ZONE | ATSI | 1869183628 | POLK | 69 KV | T1 | LOAD
116013753 | ATSI | ZONE | ATSI | 2041967765 | POTTERFE | 69 KV | T1 | LOAD
116013753 | ATSI | ZONE | ATSI | 135388955 | PPG_MN | 69 KV | TR1 | LOAD
116013753 | ATSI | ZONE | ATSI | 135388957 | PPG_MN | 69 KV | TR2 | LOAD
116013753 | ATSI | ZONE | ATSI | 2156114633 | PPPINE | 69 KV | WARRENDA | LOAD
116013753 | ATSI | ZONE | ATSI | 2156114535 | PPPINE | 69 KV | WEXFORD | LOAD
116013753 | ATSI | ZONE | ATSI | 1107284171 | PREISDOK | 69 KV | TR1 | LOAD
116013753 | ATSI | ZONE | ATSI | 1107284172 | PREISDOK | 69 KV | TR2 | LOAD
116013753 | ATSI | ZONE | ATSI | 93353873 | PROGINS | 138 KV | TR71 | LOAD
116013753 | ATSI | ZONE | ATSI | 93353875 | PROGINS | 138 KV | TR72 | LOAD
116013753 | ATSI | ZONE | ATSI | 2041966689 | PROSPCTM | 69 KV | T1 | LOAD
116013753 | ATSI | ZONE | ATSI | 2041966692 | PROSPCTM | 69 KV | T2 | LOAD
116013753 | ATSI | ZONE | ATSI | 2041967768 | PUBLWELF | 69 KV | T1 | LOAD
116013753 | ATSI | ZONE | ATSI | 2041967770 | PUBLWELF | 69 KV | T2 | LOAD
116013753 | ATSI | ZONE | ATSI | 2041967746 | PULASKFE | 69 KV | T1 | LOAD
116013753 | ATSI | ZONE | ATSI | 1869183616 | QUARRYFE | 69 KV | T1 | LOAD
116013753 | ATSI | ZONE | ATSI | 2041966824 | RADNOR | 69 KV | T1 | LOAD
116013753 | ATSI | ZONE | ATSI | 135388959 | RAVINE | 69 KV | TR1 | LOAD
116013753 | ATSI | ZONE | ATSI | 2041967749 | RAYST | 69 KV | T1 | LOAD
116013753 | ATSI | ZONE | ATSI | 1067163732 | REA_HANC | 69 KV | HANCK_69 | LOAD
116013753 | ATSI | ZONE | ATSI | 1067163733 | REA_NLBT | 69 KV | REALB_69 | LOAD
116013753 | ATSI | ZONE | ATSI | 98370223 | REACTMET | 138 KV | LDRMI | LOAD
116013753 | ATSI | ZONE | ATSI | 2155501940 | REDMAN | 69 KV | TR1 | LOAD
116013753 | ATSI | ZONE | ATSI | 2155501941 | REDMAN | 69 KV | TR2 | LOAD
116013753 | ATSI | ZONE | ATSI | 98370225 | REEDSBUR | 138 KV | LDRE | LOAD
116013753 | ATSI | ZONE | ATSI | 119117489 | REINFORC | 138 KV | TR1 | LOAD
116013753 | ATSI | ZONE | ATSI | 1132287655 | REP_ARC | 138 KV | LDREP | LOAD
116013753 | ATSI | ZONE | ATSI | 1869183632 | REPPLM | 69 KV | T1 | LOAD
116013753 | ATSI | ZONE | ATSI | 98370227 | REPUBSM | 138 KV | TR1 | LOAD
116013753 | ATSI | ZONE | ATSI | 1107284187 | REPVINE | 138 KV | A | LOAD
116013753 | ATSI | ZONE | ATSI | 1107284188 | REPVINE | 138 KV | B | LOAD
116013753 | ATSI | ZONE | ATSI | 135388961 | REXAM | 69 KV | TR1 | LOAD
116013753 | ATSI | ZONE | ATSI | 93353879 | REYNSILI | 138 KV | TR3 | LOAD
116013753 | ATSI | ZONE | ATSI | 93353877 | REYNSILI | 138 KV | TR4 | LOAD
116013753 | ATSI | ZONE | ATSI | 2041967773 | REZNOR | 69 KV | T1 | LOAD
116013753 | ATSI | ZONE | ATSI | 2156109349 | RICHLND | 13.8 KV | LD1246 | LOAD
116013753 | ATSI | ZONE | ATSI | 2156109348 | RICHLND | 13.8 KV | LD1247 | LOAD
116013753 | ATSI | ZONE | ATSI | 2156109350 | RICHLND | 13.8 KV | LD1248 | LOAD
116013753 | ATSI | ZONE | ATSI | 2156109351 | RICHLND | 13.8 KV | LD1249 | LOAD
116013753 | ATSI | ZONE | ATSI | 112586069 | RICHLND | 36 KV | LDHOL | LOAD
116013753 | ATSI | ZONE | ATSI | 1348257143 | RIDGETOL | 69 KV | 2476 LD | LOAD
116013753 | ATSI | ZONE | ATSI | 2041966677 | RIDGEWD | 69 KV | T3 | LOAD
116013753 | ATSI | ZONE | ATSI | 2041966674 | RIDGEWD | 69 KV | T4 | LOAD
116013753 | ATSI | ZONE | ATSI | 2041966771 | RITTAL | 69 KV | T1 | LOAD
116013753 | ATSI | ZONE | ATSI | 1869182866 | RITTMAN | 69 KV | T1 | LOAD
116013753 | ATSI | ZONE | ATSI | 1869182867 | RITTMAN | 69 KV | T2 | LOAD
116013753 | ATSI | ZONE | ATSI | 1869183635 | RITTMANP | 69 KV | T1 | LOAD
116013753 | ATSI | ZONE | ATSI | 32415189 | ROBERTOE | 34 KV | A | LOAD
116013753 | ATSI | ZONE | ATSI | 2156109030 | ROBSON_M | 69 KV | T1 | LOAD
116013753 | ATSI | ZONE | ATSI | 2041966672 | ROCKAWAY | 69 KV | T5 | LOAD
116013753 | ATSI | ZONE | ATSI | 2041966777 | ROSECITY | 69 KV | T1 | LOAD
116013753 | ATSI | ZONE | ATSI | 98370229 | ROSSOE | 138 KV | TR3 | LOAD
116013753 | ATSI | ZONE | ATSI | 1869183597 | ROUTH | 69 KV | T1 | LOAD
116013753 | ATSI | ZONE | ATSI | 98370231 | RVERBDOE | 138 KV | TR1 | LOAD
116013753 | ATSI | ZONE | ATSI | 98370233 | RYAN | 138 KV | TR1 | LOAD
116013753 | ATSI | ZONE | ATSI | 135388965 | RYAN_T | 69 KV | TR1 | LOAD
116013753 | ATSI | ZONE | ATSI | 135388963 | RYAN_T | 69 KV | TR3 | LOAD
116013753 | ATSI | ZONE | ATSI | 1869183633 | RYEBCHRD | 69 KV | T1 | LOAD
116013753 | ATSI | ZONE | ATSI | 32415195 | SAKRONFE | 23 KV | A | LOAD
116013753 | ATSI | ZONE | ATSI | 32415197 | SAKRONFE | 23 KV | B | LOAD
116013753 | ATSI | ZONE | ATSI | 32415201 | SALTSPRG | 23 KV | C | LOAD
116013753 | ATSI | ZONE | ATSI | 32415199 | SALTSPRG | 69 KV | B | LOAD
116013753 | ATSI | ZONE | ATSI | 1388605793 | SAMHERST | 69 KV | T1 | LOAD
116013753 | ATSI | ZONE | ATSI | 119117493 | SAMMISFE | 19 KV | LD30 | LOAD
116013753 | ATSI | ZONE | ATSI | 119117495 | SAMMISFE | 19 KV | LD40 | LOAD
116013753 | ATSI | ZONE | ATSI | 119117501 | SAMMISFE | 19 KV | LD60 | LOAD
116013753 | ATSI | ZONE | ATSI | 119117503 | SAMMISFE | 19 KV | LD70 | LOAD
116013753 | ATSI | ZONE | ATSI | 119117491 | SAMMISFE | 23.4 KV | LD50 | LOAD
116013753 | ATSI | ZONE | ATSI | 48934103 | SAMMISFE | 345 KV | CR2 | LOAD
116013753 | ATSI | ZONE | ATSI | 48934105 | SAMMISFE | 345 KV | CR3 | LOAD
116013753 | ATSI | ZONE | ATSI | 48934107 | SAMMISFE | 345 KV | CR4 | LOAD
116013753 | ATSI | ZONE | ATSI | 87901533 | SAMMISFE | 345 KV | CR5 | LOAD
116013753 | ATSI | ZONE | ATSI | 123901049 | SANBORN | 34 KV | LD1 | LOAD
116013753 | ATSI | ZONE | ATSI | 123901051 | SANBORN | 34 KV | LD2 | LOAD
116013753 | ATSI | ZONE | ATSI | 123901053 | SANBORN | 34 KV | LD3 | LOAD
116013753 | ATSI | ZONE | ATSI | 123901055 | SANBORN | 34 KV | LD4 | LOAD
116013753 | ATSI | ZONE | ATSI | 123901057 | SANBORN | 34 KV | LD5 | LOAD
116013753 | ATSI | ZONE | ATSI | 123901059 | SANBORN | 34 KV | LD6 | LOAD
116013753 | ATSI | ZONE | ATSI | 119117505 | SAUDERWD | 69 KV | TR1 | LOAD
116013753 | ATSI | ZONE | ATSI | 119117507 | SAUDERWD | 69 KV | TR2 | LOAD
116013753 | ATSI | ZONE | ATSI | 1869183608 | SAUER | 69 KV | T1 | LOAD
116013753 | ATSI | ZONE | ATSI | 2041966792 | SCHAAF | 69 KV | T1 | LOAD
116013753 | ATSI | ZONE | ATSI | 2041966774 | SCIOTO | 69 KV | T1 | LOAD
116013753 | ATSI | ZONE | ATSI | 98370235 | SENECAOE | 138 KV | TR1 | LOAD
116013753 | ATSI | ZONE | ATSI | 98370237 | SEVILL_R | 138 KV | TR1 | LOAD
116013753 | ATSI | ZONE | ATSI | 1869183642 | SEVILLMN | 69 KV | T1 | LOAD
116013753 | ATSI | ZONE | ATSI | 112586107 | SEWAGE | 138 KV | TR1 | LOAD
116013753 | ATSI | ZONE | ATSI | 112586109 | SEWAGE | 138 KV | TR2 | LOAD
116013753 | ATSI | ZONE | ATSI | 98370239 | SHALERS | 138 KV | TR1 | LOAD
116013753 | ATSI | ZONE | ATSI | 1338424127 | SHARON | 69 KV | T1 LD | LOAD
116013753 | ATSI | ZONE | ATSI | 2041967696 | SHARPSV | 69 KV | T1 | LOAD
116013753 | ATSI | ZONE | ATSI | 1348257157 | SHAWVILE | 69 KV | T1 LD | LOAD
116013753 | ATSI | ZONE | ATSI | 1348257158 | SHAWVILE | 69 KV | T2 LD | LOAD
116013753 | ATSI | ZONE | ATSI | 1348257156 | SHAWVILE | 69 KV | T3 LD | LOAD
116013753 | ATSI | ZONE | ATSI | 2156109581 | SHELBYFS | 138 KV | SHELBYLD | LOAD
116013753 | ATSI | ZONE | ATSI | 2156109034 | SHENLIME | 69 KV | T1 | LOAD
116013753 | ATSI | ZONE | ATSI | 2155501936 | SHEWANGO | 69 KV | ELYF1_LD | LOAD
116013753 | ATSI | ZONE | ATSI | 2155501937 | SHEWANGO | 69 KV | SHEW_LD | LOAD
116013753 | ATSI | ZONE | ATSI | 1305124286 | SHRPQS | 138 KV | ELLWOOD | LOAD
116013753 | ATSI | ZONE | ATSI | 98370241 | SHRPQS | 138 KV | TR1 | LOAD
116013753 | ATSI | ZONE | ATSI | 98370243 | SHRPQS | 138 KV | TR2 | LOAD
116013753 | ATSI | ZONE | ATSI | 2041967731 | SILVERST | 69 KV | T1 | LOAD
116013753 | ATSI | ZONE | ATSI | 2041967732 | SILVERST | 69 KV | T3 | LOAD
116013753 | ATSI | ZONE | ATSI | 93353895 | SLATER | 138 KV | TR71 | LOAD
116013753 | ATSI | ZONE | ATSI | 1075448851 | SMUCKERS | 138 KV | TR1 | LOAD
116013753 | ATSI | ZONE | ATSI | 1075448852 | SMUCKERS | 138 KV | TR2 | LOAD
116013753 | ATSI | ZONE | ATSI | 135388967 | SNYDER_M | 69 KV | SNYDR_69 | LOAD
116013753 | ATSI | ZONE | ATSI | 1292908770 | SOUREK | 138 KV | TR1 | LOAD
116013753 | ATSI | ZONE | ATSI | 2041966886 | SOUTHING | 69 KV | T1 | LOAD
116013753 | ATSI | ZONE | ATSI | 1869183629 | SPENCRLM | 69 KV | T1 | LOAD
116013753 | ATSI | ZONE | ATSI | 1869183630 | SPENCRLM | 69 KV | T2 | LOAD
116013753 | ATSI | ZONE | ATSI | 2041966670 | SPRNGFDM | 69 KV | T1 | LOAD
116013753 | ATSI | ZONE | ATSI | 2041966666 | SPRNGFDM | 69 KV | T2 | LOAD
116013753 | ATSI | ZONE | ATSI | 123901061 | SPRUCE | 138 KV | TR1 | LOAD
116013753 | ATSI | ZONE | ATSI | 98370363 | SPRUCE | 34 KV | LDR1 | LOAD
116013753 | ATSI | ZONE | ATSI | 1084385837 | SSCIOTO | 138 KV | LD1 | LOAD
116013753 | ATSI | ZONE | ATSI | 135388971 | ST_CHARH | 69 KV | LDSTCHAR | LOAD
116013753 | ATSI | ZONE | ATSI | 93353897 | ST_LUK | 138 KV | TR1 | LOAD
116013753 | ATSI | ZONE | ATSI | 1107284481 | STACY | 138 KV | TR1 | LOAD
116013753 | ATSI | ZONE | ATSI | 2156112045 | STAR_FE | 69 KV | PORTAGE | LOAD
116013753 | ATSI | ZONE | ATSI | 2156112159 | STAR_FE | 69 KV | WADS2_LD | LOAD
116013753 | ATSI | ZONE | ATSI | 93353899 | STEELYAR | 138 KV | TR1 | LOAD
116013753 | ATSI | ZONE | ATSI | 93353901 | STERPIP | 138 KV | LD1 | LOAD
116013753 | ATSI | ZONE | ATSI | 135388973 | STEVENS | 69 KV | STVEN_69 | LOAD
116013753 | ATSI | ZONE | ATSI | 2041967740 | STONEBOR | 69 KV | T1 | LOAD
116013753 | ATSI | ZONE | ATSI | 2041967738 | STONEBOR | 69 KV | T2 | LOAD
116013753 | ATSI | ZONE | ATSI | 98370245 | STONEY | 138 KV | TR1 | LOAD
116013753 | ATSI | ZONE | ATSI | 98370247 | STONEY | 138 KV | TR2 | LOAD
116013753 | ATSI | ZONE | ATSI | 2156109590 | STOW_FE | 69 KV | T1 | LOAD
116013753 | ATSI | ZONE | ATSI | 2156109591 | STOW_FE | 69 KV | T2 | LOAD
116013753 | ATSI | ZONE | ATSI | 2156109589 | STOW_FE | 69 KV | T3 | LOAD
116013753 | ATSI | ZONE | ATSI | 93353903 | STRYKER | 138 KV | TR1 | LOAD
116013753 | ATSI | ZONE | ATSI | 135388975 | STVINCNT | 69 KV | VINCNT69 | LOAD
116013753 | ATSI | ZONE | ATSI | 1869182819 | SULLIVAN | 69 KV | T1 | LOAD
116013753 | ATSI | ZONE | ATSI | 135388977 | SUNOIL_T | 69 KV | TR1 | LOAD
116013753 | ATSI | ZONE | ATSI | 135388979 | SUNOIL_T | 69 KV | TR2 | LOAD
116013753 | ATSI | ZONE | ATSI | 135388981 | SUNOIL_T | 69 KV | TR3 | LOAD
116013753 | ATSI | ZONE | ATSI | 135388983 | SUNOIL_T | 69 KV | TR4 | LOAD
116013753 | ATSI | ZONE | ATSI | 135388985 | SUNOIL_T | 69 KV | TR5 | LOAD
116013753 | ATSI | ZONE | ATSI | 135388987 | SUNOIL_T | 69 KV | TR6 | LOAD
116013753 | ATSI | ZONE | ATSI | 135388989 | SUNOIL_T | 69 KV | TR7 | LOAD
116013753 | ATSI | ZONE | ATSI | 93353905 | TALWGATE | 138 KV | TR1 | LOAD
116013753 | ATSI | ZONE | ATSI | 93353907 | TALWGATE | 138 KV | TR2 | LOAD
116013753 | ATSI | ZONE | ATSI | 93353909 | TALWGATE | 138 KV | TR3 | LOAD
116013753 | ATSI | ZONE | ATSI | 2041966683 | TECHII | 69 KV | T1 | LOAD
116013753 | ATSI | ZONE | ATSI | 135388991 | TELEDYNE | 69 KV | TR1 | LOAD
116013753 | ATSI | ZONE | ATSI | 1869183596 | TENECO | 69 KV | T1 | LOAD
116013753 | ATSI | ZONE | ATSI | 135388993 | TEXTLTHR | 69 KV | TEXT_69 | LOAD
116013753 | ATSI | ZONE | ATSI | 76427767 | THEISS | 138 KV | TR1E | LOAD
116013753 | ATSI | ZONE | ATSI | 76427765 | THEISS | 138 KV | TR1W | LOAD
116013753 | ATSI | ZONE | ATSI | 2041966893 | THERMOLK | 69 KV | T1 | LOAD
116013753 | ATSI | ZONE | ATSI | 2156109596 | THOMPSN | 69 KV | T1 | LOAD
116013753 | ATSI | ZONE | ATSI | 135388995 | THRMODIS | 69 KV | WTHRO_69 | LOAD
116013753 | ATSI | ZONE | ATSI | 2156110520 | TIPCANOE | 69 KV | TIPPE_LD | LOAD
116013753 | ATSI | ZONE | ATSI | 2041966784 | TITUSFE | 69 KV | T1 | LOAD
116013753 | ATSI | ZONE | ATSI | 93353911 | TMT_WARE | 138 KV | TR1 | LOAD
116013753 | ATSI | ZONE | ATSI | 98370251 | TOD | 138 KV | TR1 | LOAD
116013753 | ATSI | ZONE | ATSI | 135388997 | TOL_SHRD | 69 KV | TR1 | LOAD
116013753 | ATSI | ZONE | ATSI | 93353913 | TOLEDOHP | 138 KV | TR1 | LOAD
116013753 | ATSI | ZONE | ATSI | 93353915 | TOLEDOHP | 138 KV | TR2 | LOAD
116013753 | ATSI | ZONE | ATSI | 1067163809 | TONTOGNY | 69 KV | TR2 | LOAD
116013753 | ATSI | ZONE | ATSI | 135388999 | TRACY | 69 KV | ALPHA_69 | LOAD
116013753 | ATSI | ZONE | ATSI | 135389001 | TRACY | 69 KV | NORPL_69 | LOAD
116013753 | ATSI | ZONE | ATSI | 135389003 | TRACY | 69 KV | TR1 | LOAD
116013753 | ATSI | ZONE | ATSI | 98370253 | TRALUM | 138 KV | LDTR | LOAD
116013753 | ATSI | ZONE | ATSI | 1869183625 | TRICOR | 69 KV | T1 | LOAD
116013753 | ATSI | ZONE | ATSI | 2041967689 | TRI-INDS | 69 KV | T1 | LOAD
116013753 | ATSI | ZONE | ATSI | 135389007 | TRIMBLE | 69 KV | TR1 | LOAD
116013753 | ATSI | ZONE | ATSI | 135389009 | TRIMBLE | 69 KV | TR2 | LOAD
116013753 | ATSI | ZONE | ATSI | 135389005 | TRIMBLE_ | 69 KV | TUBE_C69 | LOAD
116013753 | ATSI | ZONE | ATSI | 98370255 | TROY_LM | 138 KV | LD1 | LOAD
116013753 | ATSI | ZONE | ATSI | 135389011 | TROY_M | 69 KV | TROY_69 | LOAD
116013753 | ATSI | ZONE | ATSI | 98370259 | TUSC | 138 KV | TR1 | LOAD
116013753 | ATSI | ZONE | ATSI | 98370257 | TUSC | 138 KV | TR2 | LOAD
116013753 | ATSI | ZONE | ATSI | 1869183589 | TWR_AUTO | 69 KV | T1 | LOAD
116013753 | ATSI | ZONE | ATSI | 2041966857 | TYRRELL | 69 KV | T1 | LOAD
116013753 | ATSI | ZONE | ATSI | 2041967792 | UNIONFE | 69 KV | T1 | LOAD
116013753 | ATSI | ZONE | ATSI | 123901013 | UNIV_TOL | 138 KV | TR1 | LOAD
116013753 | ATSI | ZONE | ATSI | 123901015 | UNIV_TOL | 138 KV | TR2 | LOAD
116013753 | ATSI | ZONE | ATSI | 98370261 | URBAN | 138 KV | TR2 | LOAD
116013753 | ATSI | ZONE | ATSI | 32415239 | URBAN | 23 KV | A | LOAD
116013753 | ATSI | ZONE | ATSI | 1165474237 | UTICA | 138 KV | TR1 | LOAD
116013753 | ATSI | ZONE | ATSI | 1165474238 | UTICA | 138 KV | TR2 | LOAD
116013753 | ATSI | ZONE | ATSI | 2041966725 | VALLEYFE | 69 KV | T1 | LOAD
116013753 | ATSI | ZONE | ATSI | 2041966727 | VALLEYFE | 69 KV | T2 | LOAD
116013753 | ATSI | ZONE | ATSI | 98370263 | VALLEYOE | 138 KV | TR1 | LOAD
116013753 | ATSI | ZONE | ATSI | 98370265 | VALLEYOE | 138 KV | TR2 | LOAD
116013753 | ATSI | ZONE | ATSI | 98370267 | VALLEYOE | 138 KV | TR3 | LOAD
116013753 | ATSI | ZONE | ATSI | 98370269 | VALLEYOE | 138 KV | TR4 | LOAD
116013753 | ATSI | ZONE | ATSI | 2041967766 | VETERANS | 69 KV | T1 | LOAD
116013753 | ATSI | ZONE | ATSI | 2041966902 | VIENNAFB | 69 KV | T1 | LOAD
116013753 | ATSI | ZONE | ATSI | 2041966849 | VIENNAFE | 69 KV | T1 | LOAD
116013753 | ATSI | ZONE | ATSI | 2041966742 | VILLAFE | 69 KV | T1 | LOAD
116013753 | ATSI | ZONE | ATSI | 1218908247 | VINCENT | 69 KV | VINCNTLD | LOAD
116013753 | ATSI | ZONE | ATSI | 98370271 | VISTEON | 138 KV | TR1 | LOAD
116013753 | ATSI | ZONE | ATSI | 98370273 | VISTEON | 138 KV | TR2 | LOAD
116013753 | ATSI | ZONE | ATSI | 98370275 | VISTEON | 138 KV | TR3 | LOAD
116013753 | ATSI | ZONE | ATSI | 123900993 | VM_STAR | 138 KV | TR1 | LOAD
116013753 | ATSI | ZONE | ATSI | 123900995 | VM_STAR | 138 KV | TR2 | LOAD
116013753 | ATSI | ZONE | ATSI | 123900997 | VM_STAR | 138 KV | TR3 | LOAD
116013753 | ATSI | ZONE | ATSI | 123900999 | VM_STAR | 138 KV | TR30 | LOAD
116013753 | ATSI | ZONE | ATSI | 93353917 | VULCAN | 138 KV | TR8 | LOAD
116013753 | ATSI | ZONE | ATSI | 135389015 | VULCAN | 69 KV | TR1 | LOAD
116013753 | ATSI | ZONE | ATSI | 135389017 | VULCAN | 69 KV | TR4 | LOAD
116013753 | ATSI | ZONE | ATSI | 135389019 | VULCAN | 69 KV | TR9 | LOAD
116013753 | ATSI | ZONE | ATSI | 2156114778 | W_RCHFLD | 69 KV | LOAD1 | LOAD
116013753 | ATSI | ZONE | ATSI | 119117509 | W_UNITY | 69 KV | TR | LOAD
116013753 | ATSI | ZONE | ATSI | 2156109353 | WAKEMAN | 69 KV | T1 | LOAD
116013753 | ATSI | ZONE | ATSI | 98370277 | WAKRON | 138 KV | TR3 | LOAD
116013753 | ATSI | ZONE | ATSI | 98370279 | WAKRON | 138 KV | TR4 | LOAD
116013753 | ATSI | ZONE | ATSI | 98370281 | WAKRON | 138 KV | TR5 | LOAD
116013753 | ATSI | ZONE | ATSI | 32415255 | WAKRON | 69 KV | B | LOAD
116013753 | ATSI | ZONE | ATSI | 93353919 | WALGRN | 138 KV | TR1 | LOAD
116013753 | ATSI | ZONE | ATSI | 93353921 | WALGRN | 138 KV | TR2 | LOAD
116013753 | ATSI | ZONE | ATSI | 2041967811 | WALMO | 69 KV | T1 | LOAD
116013753 | ATSI | ZONE | ATSI | 2041967812 | WALMO | 69 KV | T2 | LOAD
116013753 | ATSI | ZONE | ATSI | 98370283 | WASHINTN | 138 KV | TR3 | LOAD
116013753 | ATSI | ZONE | ATSI | 2041966728 | WATERWRK | 69 KV | T1 | LOAD
116013753 | ATSI | ZONE | ATSI | 2041966732 | WATERWRK | 69 KV | T2 | LOAD
116013753 | ATSI | ZONE | ATSI | 93353923 | WAUSEON | 138 KV | TR1 | LOAD
116013753 | ATSI | ZONE | ATSI | 93353927 | WAUSEON | 138 KV | TR3 | LOAD
116013753 | ATSI | ZONE | ATSI | 98370291 | WCIFINIS | 138 KV | TR2 | LOAD
116013753 | ATSI | ZONE | ATSI | 98370287 | WCIHOTST | 138 KV | TR2 | LOAD
116013753 | ATSI | ZONE | ATSI | 98370285 | WCIHOTST | 138 KV | TR3 | LOAD
116013753 | ATSI | ZONE | ATSI | 98370289 | WCIHOTST | 138 KV | TR4 | LOAD
116013753 | ATSI | ZONE | ATSI | 1869183586 | WELLSFE | 69 KV | T1 | LOAD
116013753 | ATSI | ZONE | ATSI | 2041967793 | WERNERFE | 69 KV | T1 | LOAD
116013753 | ATSI | ZONE | ATSI | 2041967795 | WERNERFE | 69 KV | T2 | LOAD
116013753 | ATSI | ZONE | ATSI | 1067163853 | WESTON1 | 69 KV | TR_36 | LOAD
116013753 | ATSI | ZONE | ATSI | 48934109 | WFREMONT | 138 KV | TR3 | LOAD
116013753 | ATSI | ZONE | ATSI | 32415267 | WFREMONT | 69 KV | B | LOAD
116013753 | ATSI | ZONE | ATSI | 135389021 | WHITEHSE | 69 KV | TR_1147 | LOAD
116013753 | ATSI | ZONE | ATSI | 135389023 | WHITEHSE | 69 KV | TR_1148 | LOAD
116013753 | ATSI | ZONE | ATSI | 2041967761 | WHTLNDFE | 69 KV | CHURCHLD | LOAD
116013753 | ATSI | ZONE | ATSI | 2041967763 | WHTLNDFE | 69 KV | COUNCLLD | LOAD
116013753 | ATSI | ZONE | ATSI | 2041967758 | WHTLNDFE | 69 KV | MAINSTLD | LOAD
116013753 | ATSI | ZONE | ATSI | 2041967751 | WHTLNDFE | 69 KV | T1 | LOAD
116013753 | ATSI | ZONE | ATSI | 2041967753 | WHTLNDFE | 69 KV | T2 | LOAD
116013753 | ATSI | ZONE | ATSI | 98370293 | WICKLIFF | 138 KV | TR3 | LOAD
116013753 | ATSI | ZONE | ATSI | 2156110519 | WIKLIF2 | 69 KV | WICK1_LD | LOAD
116013753 | ATSI | ZONE | ATSI | 2156110518 | WIKLIF2 | 69 KV | WICK2_LD | LOAD
116013753 | ATSI | ZONE | ATSI | 1869183624 | WILBERT | 69 KV | T1 | LOAD
116013753 | ATSI | ZONE | ATSI | 2041967804 | WILLOWBR | 69 KV | T1 | LOAD
116013753 | ATSI | ZONE | ATSI | 2041967803 | WILLOWBR | 69 KV | T2 | LOAD
116013753 | ATSI | ZONE | ATSI | 1869183643 | WILMER | 69 KV | T1 | LOAD
116013753 | ATSI | ZONE | ATSI | 1348257141 | WINCKLES | 69 KV | T1 LD | LOAD
116013753 | ATSI | ZONE | ATSI | 1348257142 | WINCKLES | 69 KV | T2 LD | LOAD
116013753 | ATSI | ZONE | ATSI | 2041966897 | WINDHAM | 69 KV | T1 | LOAD
116013753 | ATSI | ZONE | ATSI | 2156110499 | WINDHAM | 69 KV | WARRENLD | LOAD
116013753 | ATSI | ZONE | ATSI | 2041966718 | WITTENBG | 69 KV | T1 | LOAD
116013753 | ATSI | ZONE | ATSI | 98370295 | WMEDINA | 138 KV | TR1 | LOAD
116013753 | ATSI | ZONE | ATSI | 2041967744 | WMIDDSEX | 69 KV | T1 | LOAD
116013753 | ATSI | ZONE | ATSI | 2156109580 | WOODFORD | 69 KV | MOENLOAD | LOAD
116013753 | ATSI | ZONE | ATSI | 1348257146 | WOODFORD | 69 KV | T1 LD | LOAD
116013753 | ATSI | ZONE | ATSI | 2156114193 | WOODINGS | 69 KV | T200A_LD | LOAD
116013753 | ATSI | ZONE | ATSI | 2156114092 | WOODINGS | 69 KV | T200B_LD | LOAD
116013753 | ATSI | ZONE | ATSI | 93353929 | WOODVLTE | 138 KV | TR1 | LOAD
116013753 | ATSI | ZONE | ATSI | 93353931 | WOODVLTE | 138 KV | TR2 | LOAD
116013753 | ATSI | ZONE | ATSI | 93353933 | WORTHSTL | 138 KV | TR1 | LOAD
116013753 | ATSI | ZONE | ATSI | 32415277 | WRAVENNA | 23 KV | B | LOAD
116013753 | ATSI | ZONE | ATSI | 32415275 | WRAVENNA | 69 KV | A | LOAD
116013753 | ATSI | ZONE | ATSI | 2156112197 | WRAVENNA | 69 KV | BRIMFIEL | LOAD
116013753 | ATSI | ZONE | ATSI | 1869183638 | WSLMHLMS | 69 KV | T1 | LOAD
116013753 | ATSI | ZONE | ATSI | 1869183639 | WSLMHLMS | 69 KV | T2 | LOAD
116013753 | ATSI | ZONE | ATSI | 2041966695 | WSTRNFE | 69 KV | T1 | LOAD
116013753 | ATSI | ZONE | ATSI | 2156109595 | WYOGA | 69 KV | T1 | LOAD
116013753 | ATSI | ZONE | ATSI | 135389025 | YANKEE_M | 69 KV | YANKE_69 | LOAD
116013753 | ATSI | ZONE | ATSI | 2156110512 | ZEDAKER | 69 KV | BANC1_LD | LOAD
116013753 | ATSI | ZONE | ATSI | 2156110510 | ZEDAKER | 69 KV | BANC2_LD | LOAD
116013753 | ATSI | ZONE | ATSI | 2156110507 | ZEDAKER | 69 KV | GENEX_LD | LOAD
116013753 | ATSI | ZONE | ATSI | 2156110509 | ZEDAKER | 69 KV | MAT_LD | LOAD
116013753 | ATSI | ZONE | ATSI | 2156110855 | ZEDAKER | 69 KV | REDBARN | LOAD
116013753 | ATSI | ZONE | ATSI | 2156110511 | ZEDAKER | 69 KV | ZEDA1_LD | LOAD
116013753 | ATSI | ZONE | ATSI | 2156110508 | ZEDAKER | 69 KV | ZEDA2_LD | LOAD
116013753 | ATSI | ZONE | ATSI | 1218908464 | ZELIENOP | 138 KV | LOAD | LOAD
116013753 | ATSI | ZONE | ATSI | 98370365 | ZENITH | 138 KV | TR1 | LOAD
116013753 | ATSI | ZONE | ATSI | 98370367 | ZENITH | 138 KV | TR2 | LOAD
51292 | BGE | ZONE | BGE | 123900897 | BAGLEY | 34 KV | 230-1LD | LOAD
51292 | BGE | ZONE | BGE | 123900899 | BAGLEY | 34 KV | 230-2LD | LOAD
51292 | BGE | ZONE | BGE | 63381145 | BESTGATE | 13.8 KV | 110-1LD | LOAD
51292 | BGE | ZONE | BGE | 63381147 | BESTGATE | 13.8 KV | 110-2LD | LOAD
51292 | BGE | ZONE | BGE | 63381149 | BESTGATE | 13.8 KV | 110-3LD | LOAD
51292 | BGE | ZONE | BGE | 106856743 | BRANDONS | 230 KV | AQCS1 | LOAD
51292 | BGE | ZONE | BGE | 106856745 | BRANDONS | 230 KV | AQCS2 | LOAD
51292 | BGE | ZONE | BGE | 1379252875 | BRANDONS | 24 KV | GENLD1 | LOAD
51292 | BGE | ZONE | BGE | 1379252874 | BRANDONS | 24 KV | GENLD2 | LOAD
51292 | BGE | ZONE | BGE | 83734259 | BUENAVIS | 13 KV | LD-XF5 | LOAD
51292 | BGE | ZONE | BGE | 83734257 | BUENAVIS | 13 KV | LD-XF6 | LOAD
51292 | BGE | ZONE | BGE | 65732043 | BUENAVIS | 34.5 KV | 230-1LD | LOAD
51292 | BGE | ZONE | BGE | 65732045 | BUENAVIS | 34.5 KV | 230-2LD | LOAD
51292 | BGE | ZONE | BGE | 1869175003 | CALVERTC | 500 KV | LD3 | LOAD
51292 | BGE | ZONE | BGE | 49179 | CALVERTC | 500 KV | LDB | LOAD
51292 | BGE | ZONE | BGE | 49178 | CALVERTC | 500 KV | LDR | LOAD
51292 | BGE | ZONE | BGE | 63381151 | CEDARPRK | 13.8 KV | 110-6LD | LOAD
51292 | BGE | ZONE | BGE | 63381153 | CEDARPRK | 13.8 KV | 110-7LD | LOAD
51292 | BGE | ZONE | BGE | 63381155 | CEDARPRK | 34.5 KV | 110-1LD | LOAD
51292 | BGE | ZONE | BGE | 63381157 | CEDARPRK | 34.5 KV | 110-2LD | LOAD
51292 | BGE | ZONE | BGE | 205512 | CENTER | 13 KV | LOAD1 | LOAD
51292 | BGE | ZONE | BGE | 205513 | CENTER | 13 KV | LOAD2 | LOAD
51292 | BGE | ZONE | BGE | 2156114589 | CLAREST | 34.5 KV | 110-1LD | LOAD
51292 | BGE | ZONE | BGE | 2156114531 | CLAREST | 34.5 KV | 110-2LD | LOAD
51292 | BGE | ZONE | BGE | 2156114532 | CLAREST | 34.5 KV | 110-3LD | LOAD
51292 | BGE | ZONE | BGE | 2156113875 | COL_PIPE | 115 KV | COL_PIPE | LOAD
51292 | BGE | ZONE | BGE | 63381159 | COLDSPRI | 13.8 KV | T1 LOAD | LOAD
51292 | BGE | ZONE | BGE | 63381161 | COLDSPRI | 13.8 KV | T2 LOAD | LOAD
51292 | BGE | ZONE | BGE | 49188 | COLONIAL | 115 KV | ONE | LOAD
51292 | BGE | ZONE | BGE | 63381163 | COLU BC | 13.8 KV | 230-1LD | LOAD
51292 | BGE | ZONE | BGE | 63381165 | COLU BC | 13.8 KV | 230-2LD | LOAD
51292 | BGE | ZONE | BGE | 63381167 | COLU BC | 34.5 KV | 230-4LD | LOAD
51292 | BGE | ZONE | BGE | 31020605 | CONC BC | 13 KV | FOUR | LOAD
51292 | BGE | ZONE | BGE | 49189 | CONC BC | 13 KV | ONE | LOAD
51292 | BGE | ZONE | BGE | 31020603 | CONC BC | 13 KV | THREE | LOAD
51292 | BGE | ZONE | BGE | 49190 | CONC BC | 13 KV | TWO | LOAD
51292 | BGE | ZONE | BGE | 63381169 | CROWNSVI | 13.8 KV | 110-1LD | LOAD
51292 | BGE | ZONE | BGE | 71856449 | CRYSTLSP | 13.8 KV | 110-3LD | LOAD
51292 | BGE | ZONE | BGE | 71856451 | CRYSTLSP | 13.8 KV | 110-4LD | LOAD
51292 | BGE | ZONE | BGE | 65732051 | CRYSTLSP | 34.5 KV | 110-1LD | LOAD
51292 | BGE | ZONE | BGE | 65732053 | CRYSTLSP | 34.5 KV | 110-2LD | LOAD
51292 | BGE | ZONE | BGE | 49193 | DELIGHT | 13 KV | ONE | LOAD
51292 | BGE | ZONE | BGE | 49194 | DELIGHT | 13 KV | TWO | LOAD
51292 | BGE | ZONE | BGE | 49195 | DOLFIELD | 13 KV | 110-5 | LOAD
51292 | BGE | ZONE | BGE | 49196 | DOLFIELD | 13 KV | 110-6 | LOAD
51292 | BGE | ZONE | BGE | 49197 | DOLFIELD | 34 KV | 110-1 | LOAD
51292 | BGE | ZONE | BGE | 49198 | DOLFIELD | 34 KV | 110-2 | LOAD
51292 | BGE | ZONE | BGE | 49199 | DOLFIELD | 34 KV | 110-3 | LOAD
51292 | BGE | ZONE | BGE | 65732055 | DORSEYRN | 13.8 KV | 110-1LD | LOAD
51292 | BGE | ZONE | BGE | 65732057 | DORSEYRN | 13.8 KV | 110-2LD | LOAD
51292 | BGE | ZONE | BGE | 67719515 | E TOWSON | 13.8 KV | 110-1LD | LOAD
51292 | BGE | ZONE | BGE | 67719517 | E TOWSON | 13.8 KV | 110-2LD | LOAD
51292 | BGE | ZONE | BGE | 67719519 | E TOWSON | 13.8 KV | 110-5LD | LOAD
51292 | BGE | ZONE | BGE | 67719521 | E TOWSON | 34.5 KV | 110-3LD | LOAD
51292 | BGE | ZONE | BGE | 67719523 | E TOWSON | 34.5 KV | 110-4LD | LOAD
51292 | BGE | ZONE | BGE | 49200 | EASTPT | 34 KV | ONE | LOAD
51292 | BGE | ZONE | BGE | 49202 | EASTPT | 34 KV | THREE | LOAD
51292 | BGE | ZONE | BGE | 49201 | EASTPT | 34 KV | TWO | LOAD
51292 | BGE | ZONE | BGE | 63381171 | EDGEWOO1 | 34.5 KV | 110-4 LD | LOAD
51292 | BGE | ZONE | BGE | 63381173 | EDGEWOO1 | 34.5 KV | 110-5 LD | LOAD
51292 | BGE | ZONE | BGE | 49205 | ERDMAN | 13 KV | ONE | LOAD
51292 | BGE | ZONE | BGE | 49206 | ERDMAN | 13 KV | TWO | LOAD
51292 | BGE | ZONE | BGE | 65732061 | FERNDALE | 13.8 KV | 110-2LD | LOAD
51292 | BGE | ZONE | BGE | 65732059 | FERNDALE | 13.8 KV | 110-3LD | LOAD
51292 | BGE | ZONE | BGE | 65732063 | FINKSBUR | 13.8 KV | 110-3LD | LOAD
51292 | BGE | ZONE | BGE | 65732065 | FINKSBUR | 34.5 KV | 110-1LD | LOAD
51292 | BGE | ZONE | BGE | 65732067 | FINKSBUR | 34.5 KV | 110-2LD | LOAD
51292 | BGE | ZONE | BGE | 2156109885 | FITZELL | 13.8 KV | LOAD3 | LOAD
51292 | BGE | ZONE | BGE | 2156109884 | FITZELL | 13.8 KV | LOAD4 | LOAD
51292 | BGE | ZONE | BGE | 2156109882 | FITZELL | 34.5 KV | LOAD1 | LOAD
51292 | BGE | ZONE | BGE | 2156109883 | FITZELL | 34.5 KV | LOAD2 | LOAD
51292 | BGE | ZONE | BGE | 49207 | FRED BC | 13 KV | 110-3 | LOAD
51292 | BGE | ZONE | BGE | 49208 | FRED BC | 13 KV | 110-4 | LOAD
51292 | BGE | ZONE | BGE | 49209 | FRED BC | 34 KV | 110-1 | LOAD
51292 | BGE | ZONE | BGE | 49210 | FRED BC | 34 KV | 110-2 | LOAD
51292 | BGE | ZONE | BGE | 49211 | FULLERTO | 13 KV | ONE | LOAD
51292 | BGE | ZONE | BGE | 49212 | FULLERTO | 13 KV | TWO | LOAD
51292 | BGE | ZONE | BGE | 1292902094 | GENMOTOR | 13.8 KV | 110-1 LD | LOAD
51292 | BGE | ZONE | BGE | 1292902095 | GENMOTOR | 13.8 KV | 110-2 LD | LOAD
51292 | BGE | ZONE | BGE | 49213 | GLENARM | 13 KV | ONE | LOAD
51292 | BGE | ZONE | BGE | 5020978 | GOLDENRI | 13 KV | LD1 | LOAD
51292 | BGE | ZONE | BGE | 5020979 | GOLDENRI | 13 KV | LD2 | LOAD
51292 | BGE | ZONE | BGE | 49215 | GOULDST | 13 KV | ONE | LOAD
51292 | BGE | ZONE | BGE | 49216 | GOULDST | 13 KV | TWO | LOAD
51292 | BGE | ZONE | BGE | 49217 | GRAYMANO | 13 KV | ONE | LOAD
51292 | BGE | ZONE | BGE | 49218 | GRAYMANO | 13 KV | TWO | LOAD
51292 | BGE | ZONE | BGE | 205514 | GREE BC | 13 KV | LOAD1 | LOAD
51292 | BGE | ZONE | BGE | 87901491 | GREE BC | 13 KV | LOAD2 | LOAD
51292 | BGE | ZONE | BGE | 87901493 | GREE BC | 13 KV | LOAD3 | LOAD
51292 | BGE | ZONE | BGE | 63381175 | HARFORD | 34.5 KV | 110-1LD | LOAD
51292 | BGE | ZONE | BGE | 63381177 | HARFORD | 34.5 KV | 110-2LD | LOAD
51292 | BGE | ZONE | BGE | 63381179 | HARFORD | 34.5 KV | 110-7LD | LOAD
51292 | BGE | ZONE | BGE | 63381181 | HARFORD | 34.5 KV | 110-8LD | LOAD
51292 | BGE | ZONE | BGE | 63381183 | HARFORD | 34.5 KV | 110-9LD | LOAD
51292 | BGE | ZONE | BGE | 49238 | HARR BC | 13 KV | ONE | LOAD
51292 | BGE | ZONE | BGE | 49239 | HARR BC | 13 KV | THREE | LOAD
51292 | BGE | ZONE | BGE | 49240 | HARR BC | 34 KV | TWO | LOAD
51292 | BGE | ZONE | BGE | 49227 | HAZELWOO | 115 KV | HILEN2 | LOAD
51292 | BGE | ZONE | BGE | 49228 | HAZELWOO | 115 KV | HILEN4 | LOAD
51292 | BGE | ZONE | BGE | 49225 | HAZELWOO | 13 KV | 110-8 | LOAD
51292 | BGE | ZONE | BGE | 49226 | HAZELWOO | 13 KV | 110-9 | LOAD
51292 | BGE | ZONE | BGE | 63381185 | HIGHLAND | 13.8 KV | 110-1LD | LOAD
51292 | BGE | ZONE | BGE | 63381187 | HIGHLAND | 13.8 KV | 110-2LD | LOAD
51292 | BGE | ZONE | BGE | 63381189 | HIGHLAND | 34.5 KV | 110-3LD | LOAD
51292 | BGE | ZONE | BGE | 63381191 | HIGHLAND | 34.5 KV | 110-4LD | LOAD
51292 | BGE | ZONE | BGE | 63381193 | HIGHRIDG | 115 KV | 33-1LOAD | LOAD
51292 | BGE | ZONE | BGE | 63381195 | HIGHRIDG | 115 KV | 33-2LOAD | LOAD
51292 | BGE | ZONE | BGE | 63381197 | HIGHRIDG | 115 KV | 33-3LOAD | LOAD
51292 | BGE | ZONE | BGE | 49235 | HIGHRIDG | 115 KV | ONE | LOAD
51292 | BGE | ZONE | BGE | 49236 | HIGHRIDG | 115 KV | TWO | LOAD
51292 | BGE | ZONE | BGE | 49230 | HOLLOFIE | 13 KV | ONE | LOAD
51292 | BGE | ZONE | BGE | 49229 | HOLLOFIE | 13 KV | TWO | LOAD
51292 | BGE | ZONE | BGE | 49231 | HONEYGO | 13 KV | ONE | LOAD
51292 | BGE | ZONE | BGE | 49232 | HONEYGO | 13 KV | TWO | LOAD
51292 | BGE | ZONE | BGE | 49233 | HOWARD | 230 KV | LOAD 1 | LOAD
51292 | BGE | ZONE | BGE | 49234 | HOWARD | 230 KV | LOAD 2 | LOAD
51292 | BGE | ZONE | BGE | 49241 | JERICHOP | 230 KV | ONE | LOAD
51292 | BGE | ZONE | BGE | 49242 | JERICHOP | 230 KV | TWO | LOAD
51292 | BGE | ZONE | BGE | 63381207 | JOPPATOW | 13.8 KV | 110-1LD | LOAD
51292 | BGE | ZONE | BGE | 112585919 | JOPPATOW | 13.8 KV | 110-2LD | LOAD
51292 | BGE | ZONE | BGE | 49243 | LIPINSCO | 13 KV | ONE | LOAD
51292 | BGE | ZONE | BGE | 1379252987 | LIPINSCO | 13 KV | TWO | LOAD
51292 | BGE | ZONE | BGE | 49247 | LIPINSCO | 34 KV | FIVE | LOAD
51292 | BGE | ZONE | BGE | 49246 | LIPINSCO | 34 KV | FOUR | LOAD
51292 | BGE | ZONE | BGE | 1379252991 | LIPINSCO | 34 KV | SIX | LOAD
51292 | BGE | ZONE | BGE | 1379252990 | LIPINSCO | 34 KV | THREE | LOAD
51292 | BGE | ZONE | BGE | 63381209 | MARTT HL | 34.5 KV | 110-1LD | LOAD
51292 | BGE | ZONE | BGE | 63381211 | MARTT HL | 34.5 KV | 110-2LD | LOAD
51292 | BGE | ZONE | BGE | 2155501846 | MEADOWBC | 13.8 KV | 110-1LD | LOAD
51292 | BGE | ZONE | BGE | 2155501847 | MEADOWBC | 13.8 KV | 110-2LD | LOAD
51292 | BGE | ZONE | BGE | 1047944 | MIDDLERI | 13 KV | LOAD5 | LOAD
51292 | BGE | ZONE | BGE | 1047943 | MIDDLERI | 13 KV | LOAD6 | LOAD
51292 | BGE | ZONE | BGE | 1047945 | MIDDLERI | 33 KV | LOAD7 | LOAD
51292 | BGE | ZONE | BGE | 1047946 | MIDDLERI | 33 KV | LOAD8 | LOAD
51292 | BGE | ZONE | BGE | 49252 | MONUMEST | 115 KV | FIVE | LOAD
51292 | BGE | ZONE | BGE | 49253 | MONUMEST | 115 KV | SIX | LOAD
51292 | BGE | ZONE | BGE | 49251 | MONUMEST | 13 KV | FOUR | LOAD
51292 | BGE | ZONE | BGE | 49249 | MONUMEST | 13 KV | ONE | LOAD
51292 | BGE | ZONE | BGE | 49250 | MONUMEST | 13 KV | THREE | LOAD
51292 | BGE | ZONE | BGE | 49248 | MONUMEST | 13 KV | TWO | LOAD
51292 | BGE | ZONE | BGE | 63381213 | MTWASHIG | 13.8 KV | T1 LOAD | LOAD
51292 | BGE | ZONE | BGE | 63381217 | MTWASHIG | 13.8 KV | T3 LOAD | LOAD
51292 | BGE | ZONE | BGE | 65732075 | NAJ | 13.8 KV | 110-1LD | LOAD
51292 | BGE | ZONE | BGE | 65732077 | NAJ | 13.8 KV | 110-6LD | LOAD
51292 | BGE | ZONE | BGE | 65732079 | NAJ | 34.5 KV | 110-2LD | LOAD
51292 | BGE | ZONE | BGE | 65732081 | NAJ | 34.5 KV | 110-3LD | LOAD
51292 | BGE | ZONE | BGE | 65732083 | NAJ | 34.5 KV | 110-4LD | LOAD
51292 | BGE | ZONE | BGE | 63381219 | NORTHEAS | 115 KV | 110-1 | LOAD
51292 | BGE | ZONE | BGE | 63381221 | NORTHEAS | 115 KV | 110-2 | LOAD
51292 | BGE | ZONE | BGE | 87901495 | NORTHPT | 34 KV | 34060LD | LOAD
51292 | BGE | ZONE | BGE | 87901497 | NORTHPT | 34 KV | 34061LD | LOAD
51292 | BGE | ZONE | BGE | 63381223 | ORCHARDS | 115 KV | 110-1 | LOAD
51292 | BGE | ZONE | BGE | 63381225 | ORCHARDS | 115 KV | 110-2 | LOAD
51292 | BGE | ZONE | BGE | 63381227 | ORCHARDS | 115 KV | 110-3 | LOAD
51292 | BGE | ZONE | BGE | 63381229 | ORCHARDS | 115 KV | 110-4 | LOAD
51292 | BGE | ZONE | BGE | 5020981 | OTTERPT | 34 KV | ONE | LOAD
51292 | BGE | ZONE | BGE | 5020982 | OTTERPT | 34 KV | TWO | LOAD
51292 | BGE | ZONE | BGE | 67719525 | PERRYMAN | 115 KV | 110-1LD | LOAD
51292 | BGE | ZONE | BGE | 1183219472 | PERRYMN6 | 13.8 KV | LOAD | LOAD
51292 | BGE | ZONE | BGE | 49272 | PLESNTHL | 13 KV | LOAD1 | LOAD
51292 | BGE | ZONE | BGE | 49273 | PLESNTHL | 13 KV | LOAD2 | LOAD
51292 | BGE | ZONE | BGE | 49274 | PLESNTHL | 13 KV | LOAD3 | LOAD
51292 | BGE | ZONE | BGE | 63381231 | PRIS BDG | 13.8 KV | 110-3LD | LOAD
51292 | BGE | ZONE | BGE | 63381233 | PRIS BDG | 13.8 KV | 110-4LD | LOAD
51292 | BGE | ZONE | BGE | 63381235 | PRIS BDG | 34.5 KV | 110-1LD | LOAD
51292 | BGE | ZONE | BGE | 63381237 | PRIS BDG | 34.5 KV | 110-2LD | LOAD
51292 | BGE | ZONE | BGE | 48933931 | PUMPHREY | 115 KV | 110-1 | LOAD
51292 | BGE | ZONE | BGE | 48933933 | PUMPHREY | 115 KV | 110-2 | LOAD
51292 | BGE | ZONE | BGE | 65732085 | RIDGVIEW | 13.8 KV | 110-1LD | LOAD
51292 | BGE | ZONE | BGE | 65732087 | RIDGVIEW | 13.8 KV | 110-2LD | LOAD
51292 | BGE | ZONE | BGE | 63381239 | RIVAROAD | 13.8 KV | 110-2LD | LOAD
51292 | BGE | ZONE | BGE | 63381241 | RIVAROAD | 34.5 KV | 110-3LD | LOAD
51292 | BGE | ZONE | BGE | 63381243 | RIVAROAD | 34.5 KV | 110-4LD | LOAD
51292 | BGE | ZONE | BGE | 49278 | RIVERSID | 13 KV | 110-4 | LOAD
51292 | BGE | ZONE | BGE | 2156114247 | RIVERSID | 13 KV | 110-5LD | LOAD
51292 | BGE | ZONE | BGE | 49279 | RIVERSID | 34 KV | LD1 | LOAD
51292 | BGE | ZONE | BGE | 49280 | RIVERSID | 34 KV | LD2 | LOAD
51292 | BGE | ZONE | BGE | 49281 | RIVERSID | 34 KV | LD3 | LOAD
51292 | BGE | ZONE | BGE | 49282 | RIVERSID | 34 KV | LD4 | LOAD
51292 | BGE | ZONE | BGE | 123900901 | ROCKAVE | 13.8 KV | LOAD TR1 | LOAD
51292 | BGE | ZONE | BGE | 123900903 | ROCKAVE | 13.8 KV | LOAD TR2 | LOAD
51292 | BGE | ZONE | BGE | 49283 | ROCKRIDG | 13 KV | LOAD3 | LOAD
51292 | BGE | ZONE | BGE | 49284 | ROCKRIDG | 34 KV | LOAD1 | LOAD
51292 | BGE | ZONE | BGE | 49285 | ROCKRIDG | 34 KV | LOAD2 | LOAD
51292 | BGE | ZONE | BGE | 1268558424 | SANDYSPG | 13.8 KV | 230-3 LD | LOAD
51292 | BGE | ZONE | BGE | 1268558425 | SANDYSPG | 13.8 KV | 230-4 LD | LOAD
51292 | BGE | ZONE | BGE | 49286 | SANDYSPG | 34 KV | ONE | LOAD
51292 | BGE | ZONE | BGE | 49287 | SANDYSPG | 34 KV | TWO | LOAD
51292 | BGE | ZONE | BGE | 67719527 | SHAWANRD | 34.5 KV | 110-1LD | LOAD
51292 | BGE | ZONE | BGE | 67719529 | SHAWANRD | 34.5 KV | 110-2LD | LOAD
51292 | BGE | ZONE | BGE | 65732091 | SHIPLEY | 13.8 KV | 110-5LD | LOAD
51292 | BGE | ZONE | BGE | 65732089 | SHIPLEY | 13.8 KV | 110-6LD | LOAD
51292 | BGE | ZONE | BGE | 65732093 | SHIPLEY | 34.5 KV | 110-1LD | LOAD
51292 | BGE | ZONE | BGE | 65732095 | SHIPLEY | 34.5 KV | 110-2LD | LOAD
51292 | BGE | ZONE | BGE | 65732097 | SHIPLEY | 34.5 KV | 110-3LD | LOAD
51292 | BGE | ZONE | BGE | 63381245 | SNOWDENR | 13.8 KV | 230-1LD | LOAD
51292 | BGE | ZONE | BGE | 63381247 | SNOWDENR | 13.8 KV | 230-2LD | LOAD
51292 | BGE | ZONE | BGE | 63381249 | SNOWDENR | 13.8 KV | 230-3LD | LOAD
51292 | BGE | ZONE | BGE | 1047948 | SUDBROOK | 13 KV | LOAD1 | LOAD
51292 | BGE | ZONE | BGE | 1047947 | SUDBROOK | 13 KV | LOAD2 | LOAD
51292 | BGE | ZONE | BGE | 1047949 | SUDBROOK | 33 KV | LOAD3 | LOAD
51292 | BGE | ZONE | BGE | 1047950 | SUDBROOK | 33 KV | LOAD4 | LOAD
51292 | BGE | ZONE | BGE | 49289 | TEXAS | 13 KV | FIVE | LOAD
51292 | BGE | ZONE | BGE | 49288 | TEXAS | 13 KV | THREE | LOAD
51292 | BGE | ZONE | BGE | 49290 | TEXAS | 34 KV | ONE | LOAD
51292 | BGE | ZONE | BGE | 49291 | TEXAS | 34 KV | TWO | LOAD
51292 | BGE | ZONE | BGE | 1183219467 | TIPTON | 115 KV | 110608LD | LOAD
51292 | BGE | ZONE | BGE | 1183219470 | TIPTON | 115 KV | 110609LD | LOAD
51292 | BGE | ZONE | BGE | 1183219471 | TIPTON | 115 KV | 110610LD | LOAD
51292 | BGE | ZONE | BGE | 1183219468 | TIPTON | 115 KV | 110611LD | LOAD
51292 | BGE | ZONE | BGE | 1183219466 | TIPTON | 115 KV | 110612LD | LOAD
51292 | BGE | ZONE | BGE | 1183219469 | TIPTON | 115 KV | 110613LD | LOAD
51292 | BGE | ZONE | BGE | 49292 | VIADUCAV | 13 KV | ONE | LOAD
51292 | BGE | ZONE | BGE | 49293 | WAGNER | 34 KV | ONE | LOAD
51292 | BGE | ZONE | BGE | 49295 | WAGNER | 34 KV | THRE | LOAD
51292 | BGE | ZONE | BGE | 49294 | WAGNER | 34 KV | TWO | LOAD
51292 | BGE | ZONE | BGE | 2156109296 | WAUGHCHA | 13.8 KV | 110-1LD | LOAD
51292 | BGE | ZONE | BGE | 2156109295 | WAUGHCHA | 13.8 KV | 110-2LD | LOAD
51292 | BGE | ZONE | BGE | 65732099 | WESMSTER | 13.8 KV | 110-3LD | LOAD
51292 | BGE | ZONE | BGE | 65732101 | WESMSTER | 13.8 KV | 110-4LD | LOAD
51292 | BGE | ZONE | BGE | 65732103 | WESMSTER | 34.5 KV | 110-1LD | LOAD
51292 | BGE | ZONE | BGE | 65732105 | WESMSTER | 34.5 KV | 110-2LD | LOAD
51292 | BGE | ZONE | BGE | 49297 | WESTPORT | 13 KV | 110-10 | LOAD
51292 | BGE | ZONE | BGE | 49296 | WESTPORT | 13 KV | 110-9 | LOAD
51292 | BGE | ZONE | BGE | 49298 | WESTPORT | 34 KV | LD34-1 | LOAD
51292 | BGE | ZONE | BGE | 49299 | WESTPORT | 34 KV | LD34-2 | LOAD
51292 | BGE | ZONE | BGE | 65732113 | WHITEROC | 115 KV | COL PIPE | LOAD
51292 | BGE | ZONE | BGE | 65732107 | WHITEROC | 13.8 KV | 110-2LD | LOAD
51292 | BGE | ZONE | BGE | 65732109 | WHITEROC | 34.5 KV | 110-1LD | LOAD
51292 | BGE | ZONE | BGE | 65732111 | WHITEROC | 34.5 KV | 110-3LD | LOAD
51292 | BGE | ZONE | BGE | 63381251 | WILDELAK | 13.8 KV | 230-1LD | LOAD
51292 | BGE | ZONE | BGE | 63381253 | WILDELAK | 13.8 KV | 230-2LD | LOAD
51292 | BGE | ZONE | BGE | 63381255 | WILDELAK | 13.8 KV | 230-3LD | LOAD
51292 | BGE | ZONE | BGE | 2156109297 | WILKENS | 13.8 KV | LOAD1 | LOAD
51292 | BGE | ZONE | BGE | 2156109298 | WILKENS | 13.8 KV | LOAD2 | LOAD
51292 | BGE | ZONE | BGE | 1248979577 | WINDYEDG | 115 KV | 110-1 | LOAD
51292 | BGE | ZONE | BGE | 49308 | WINDYEDG | 115 KV | LD1 | LOAD
51292 | BGE | ZONE | BGE | 49309 | WINDYEDG | 115 KV | LD2 | LOAD
33092371 | COMED | ZONE | COMED | 32406703 | 1 LASALL | 138 KV | TR041 04 | LOAD
33092371 | COMED | ZONE | COMED | 32406705 | 1 LASALL | 138 KV | TR71 12 | LOAD
33092371 | COMED | ZONE | COMED | 32406699 | 1 LASALL | 24 KV | ATR14104 | LOAD
33092371 | COMED | ZONE | COMED | 32406701 | 1 LASALL | 24 KV | ATR24104 | LOAD
33092371 | COMED | ZONE | COMED | 32406707 | 1 LASALL | 345 KV | ATR14204 | LOAD
33092371 | COMED | ZONE | COMED | 32406709 | 1 LASALL | 345 KV | ATR24204 | LOAD
33092371 | COMED | ZONE | COMED | 32406711 | 101 ITAS | 138 KV | TR71 12 | LOAD
33092371 | COMED | ZONE | COMED | 32406713 | 101 ITAS | 138 KV | TR72 12 | LOAD
33092371 | COMED | ZONE | COMED | 32406715 | 101 ITAS | 138 KV | TR73 12 | LOAD
33092371 | COMED | ZONE | COMED | 1869177437 | 101 ITAS | 138 KV | TR76 34 | LOAD
33092371 | COMED | ZONE | COMED | 2155501860 | 101 ITAS | 138 KV | TR77 34 | LOAD
33092371 | COMED | ZONE | COMED | 2155501861 | 101 ITAS | 138 KV | TR78 34 | LOAD
33092371 | COMED | ZONE | COMED | 1869177435 | 101 ITAS | 138 KV | TR79 34 | LOAD
33092371 | COMED | ZONE | COMED | 32406729 | 102 PALA | 12 KV | FE0212 | LOAD
33092371 | COMED | ZONE | COMED | 32406731 | 102 PALA | 12 KV | FE0213 | LOAD
33092371 | COMED | ZONE | COMED | 32406717 | 102 PALA | 12 KV | FE0217 | LOAD
33092371 | COMED | ZONE | COMED | 32406719 | 102 PALA | 12 KV | FE0219 | LOAD
33092371 | COMED | ZONE | COMED | 32406721 | 102 PALA | 12 KV | FE0221 | LOAD
33092371 | COMED | ZONE | COMED | 32406733 | 102 PALA | 12 KV | FE0223 | LOAD
33092371 | COMED | ZONE | COMED | 32406735 | 102 PALA | 12 KV | FE0224 | LOAD
33092371 | COMED | ZONE | COMED | 32406723 | 102 PALA | 12 KV | FE0226 | LOAD
33092371 | COMED | ZONE | COMED | 32406725 | 102 PALA | 12 KV | FE023 | LOAD
33092371 | COMED | ZONE | COMED | 32406727 | 102 PALA | 12 KV | FE025 | LOAD
33092371 | COMED | ZONE | COMED | 32406737 | 102 PALA | 12 KV | FE028 | LOAD
33092371 | COMED | ZONE | COMED | 32406739 | 102 PALA | 12 KV | FE029 | LOAD
33092371 | COMED | ZONE | COMED | 32406741 | 102 PALA | 34.5 KV | L10231 | LOAD
33092371 | COMED | ZONE | COMED | 32406743 | 102 PALA | 34.5 KV | L10232 | LOAD
33092371 | COMED | ZONE | COMED | 32406745 | 102 PALA | 34.5 KV | L10233 | LOAD
33092371 | COMED | ZONE | COMED | 32406747 | 102 PALA | 34.5 KV | L10234 | LOAD
33092371 | COMED | ZONE | COMED | 32406749 | 103 LISL | 12 KV | FW0303 | LOAD
33092371 | COMED | ZONE | COMED | 32406751 | 103 LISL | 12 KV | FW0314 | LOAD
33092371 | COMED | ZONE | COMED | 32406753 | 103 LISL | 12 KV | FW0318 | LOAD
33092371 | COMED | ZONE | COMED | 32406755 | 103 LISL | 12 KV | FW0321 | LOAD
33092371 | COMED | ZONE | COMED | 32406757 | 103 LISL | 12 KV | FW0328 | LOAD
33092371 | COMED | ZONE | COMED | 32406759 | 103 LISL | 12 KV | FW035 | LOAD
33092371 | COMED | ZONE | COMED | 32406761 | 103 LISL | 12 KV | FW039 | LOAD
33092371 | COMED | ZONE | COMED | 32406763 | 103 LISL | 34.5 KV | L10341 | LOAD
33092371 | COMED | ZONE | COMED | 32406765 | 103 LISL | 34.5 KV | L10342 | LOAD
33092371 | COMED | ZONE | COMED | 32406767 | 103 LISL | 34.5 KV | L10343 | LOAD
33092371 | COMED | ZONE | COMED | 32406769 | 103 LISL | 34.5 KV | L10344 | LOAD
33092371 | COMED | ZONE | COMED | 32406771 | 103 LISL | 34.5 KV | L10345 | LOAD
33092371 | COMED | ZONE | COMED | 32406773 | 104 FORD | 138 KV | TR71 12 | LOAD
33092371 | COMED | ZONE | COMED | 32406775 | 104 FORD | 138 KV | TR72 12 | LOAD
33092371 | COMED | ZONE | COMED | 32406777 | 104 FORD | 138 KV | TR73 12 | LOAD
33092371 | COMED | ZONE | COMED | 32406785 | 106 MONT | 138 KV | TR71 12 | LOAD
33092371 | COMED | ZONE | COMED | 32406787 | 106 MONT | 138 KV | TR73 12 | LOAD
33092371 | COMED | ZONE | COMED | 32406779 | 106 MONT | 34.5 KV | L10641 | LOAD
33092371 | COMED | ZONE | COMED | 32406781 | 106 MONT | 34.5 KV | L10642 | LOAD
33092371 | COMED | ZONE | COMED | 32406783 | 106 MONT | 34.5 KV | L10643 | LOAD
33092371 | COMED | ZONE | COMED | 1248981392 | 107 DIXO | 34.5 KV | 10761 | LOAD
33092371 | COMED | ZONE | COMED | 1305119269 | 107 DIXO | 34.5 KV | 10762 | LOAD
33092371 | COMED | ZONE | COMED | 1248981389 | 107 DIXO | 34.5 KV | 10763 | LOAD
33092371 | COMED | ZONE | COMED | 1248981391 | 107 DIXO | 34.5 KV | 10764 | LOAD
33092371 | COMED | ZONE | COMED | 1248981390 | 107 DIXO | 34.5 KV | 10766 | LOAD
33092371 | COMED | ZONE | COMED | 78711739 | 109 APTA | 138 KV | TR71 12 | LOAD
33092371 | COMED | ZONE | COMED | 32406793 | 109 APTA | 138 KV | TR72 12 | LOAD
33092371 | COMED | ZONE | COMED | 32406795 | 109 APTA | 138 KV | TR73 12 | LOAD
33092371 | COMED | ZONE | COMED | 32406797 | 109 APTA | 138 KV | TR74 12 | LOAD
33092371 | COMED | ZONE | COMED | 32406801 | 11 FISK | 12 KV | TRBS1304 | LOAD
33092371 | COMED | ZONE | COMED | 32406803 | 11 FISK | 12 KV | TRBS2304 | LOAD
33092371 | COMED | ZONE | COMED | 32406805 | 11 FISK | 12 KV | TRBUST04 | LOAD
33092371 | COMED | ZONE | COMED | 32406799 | 11 FISK | 4 KV | TRFAKE02 | LOAD
33092371 | COMED | ZONE | COMED | 2156110141 | 110 DEVO | 138 KV | TR71 12 | LOAD
33092371 | COMED | ZONE | COMED | 32406811 | 110 DEVO | 138 KV | TR72 12 | LOAD
33092371 | COMED | ZONE | COMED | 32406813 | 110 DEVO | 138 KV | TR73 12 | LOAD
33092371 | COMED | ZONE | COMED | 32406815 | 110 DEVO | 138 KV | TR74 12 | LOAD
33092371 | COMED | ZONE | COMED | 53048705 | 111 ELEC | 138 KV | TR71 | LOAD
33092371 | COMED | ZONE | COMED | 2156110809 | 111 ELEC | 138 KV | TR72_LD | LOAD
33092371 | COMED | ZONE | COMED | 32406817 | 111 ELEC | 34.5 KV | L11140 | LOAD
33092371 | COMED | ZONE | COMED | 32406819 | 111 ELEC | 34.5 KV | L11158 | LOAD
33092371 | COMED | ZONE | COMED | 32406821 | 111 ELEC | 34.5 KV | L11161 | LOAD
33092371 | COMED | ZONE | COMED | 32406823 | 111 ELEC | 34.5 KV | L11162 | LOAD
33092371 | COMED | ZONE | COMED | 32406825 | 111 ELEC | 34.5 KV | L11163 | LOAD
33092371 | COMED | ZONE | COMED | 32406827 | 111 ELEC | 34.5 KV | L11164 | LOAD
33092371 | COMED | ZONE | COMED | 32406829 | 111 ELEC | 34.5 KV | L11167 | LOAD
33092371 | COMED | ZONE | COMED | 2156109308 | 113 WATE | 138 KV | TR78 LD | LOAD
33092371 | COMED | ZONE | COMED | 32406831 | 113 WATE | 34.5 KV | L14630 | LOAD
33092371 | COMED | ZONE | COMED | 32406833 | 113 WATE | 34.5 KV | L8362 | LOAD
33092371 | COMED | ZONE | COMED | 1305119305 | 114 NORT | 138 KV | TR70 | LOAD
33092371 | COMED | ZONE | COMED | 32406843 | 114 NORT | 138 KV | TR71 12 | LOAD
33092371 | COMED | ZONE | COMED | 32406845 | 114 NORT | 138 KV | TR72 12 | LOAD
33092371 | COMED | ZONE | COMED | 32406847 | 114 NORT | 138 KV | TR73 12 | LOAD
33092371 | COMED | ZONE | COMED | 32406849 | 114 NORT | 138 KV | TR74 12 | LOAD
33092371 | COMED | ZONE | COMED | 32406855 | 114 NORT | 138 KV | TR76X 12 | LOAD
33092371 | COMED | ZONE | COMED | 32406857 | 114 NORT | 138 KV | TR76Y 12 | LOAD
33092371 | COMED | ZONE | COMED | 32406859 | 114 NORT | 138 KV | TR77X 12 | LOAD
33092371 | COMED | ZONE | COMED | 32406861 | 114 NORT | 138 KV | TR77Y 12 | LOAD
33092371 | COMED | ZONE | COMED | 32406863 | 114 NORT | 138 KV | TR78X 12 | LOAD
33092371 | COMED | ZONE | COMED | 32406865 | 114 NORT | 138 KV | TR78Y 12 | LOAD
33092371 | COMED | ZONE | COMED | 32406867 | 114 NORT | 138 KV | TR79X 12 | LOAD
33092371 | COMED | ZONE | COMED | 32406869 | 114 NORT | 138 KV | TR79Y 12 | LOAD
33092371 | COMED | ZONE | COMED | 32406871 | 115 BEDF | 138 KV | TR76 34 | LOAD
33092371 | COMED | ZONE | COMED | 32406873 | 115 BEDF | 138 KV | TR77 34 | LOAD
33092371 | COMED | ZONE | COMED | 32406875 | 115 BEDF | 138 KV | TR79 34 | LOAD
33092371 | COMED | ZONE | COMED | 32406877 | 117 PROS | 138 KV | TR71 12 | LOAD
33092371 | COMED | ZONE | COMED | 32406879 | 117 PROS | 138 KV | TR72 12 | LOAD
33092371 | COMED | ZONE | COMED | 32406881 | 117 PROS | 138 KV | TR73 12 | LOAD
33092371 | COMED | ZONE | COMED | 32406883 | 118 WALL | 138 KV | TR71 12 | LOAD
33092371 | COMED | ZONE | COMED | 32406885 | 118 WALL | 138 KV | TR72 12 | LOAD
33092371 | COMED | ZONE | COMED | 32406887 | 118 WALL | 138 KV | TR73 12 | LOAD
33092371 | COMED | ZONE | COMED | 32406897 | 12 DRESD | 138 KV | ATR12 04 | LOAD
33092371 | COMED | ZONE | COMED | 32406899 | 12 DRESD | 138 KV | TR041 04 | LOAD
33092371 | COMED | ZONE | COMED | 32406901 | 12 DRESD | 138 KV | TR10 34 | LOAD
33092371 | COMED | ZONE | COMED | 32406893 | 12 DRESD | 18 KV | ATR21 04 | LOAD
33092371 | COMED | ZONE | COMED | 32406895 | 12 DRESD | 18 KV | ATR31 04 | LOAD
33092371 | COMED | ZONE | COMED | 32406903 | 12 DRESD | 345 KV | ATR32 04 | LOAD
33092371 | COMED | ZONE | COMED | 32406889 | 12 DRESD | 4.2 KV | LTR22X | LOAD
33092371 | COMED | ZONE | COMED | 32406891 | 12 DRESD | 4.2 KV | LTR22Y | LOAD
33092371 | COMED | ZONE | COMED | 32406921 | 120 LOMB | 138 KV | TR72 12 | LOAD
33092371 | COMED | ZONE | COMED | 32406923 | 120 LOMB | 138 KV | TR73 12 | LOAD
33092371 | COMED | ZONE | COMED | 32406925 | 120 LOMB | 138 KV | TR74 12 | LOAD
33092371 | COMED | ZONE | COMED | 32406905 | 120 LOMB | 34.5 KV | L12054 | LOAD
33092371 | COMED | ZONE | COMED | 32406915 | 120 LOMB | 34.5 KV | L12063 | LOAD
33092371 | COMED | ZONE | COMED | 32406907 | 120 LOMB | 34.5 KV | L12065 | LOAD
33092371 | COMED | ZONE | COMED | 32406911 | 120 LOMB | 34.5 KV | L12066 | LOAD
33092371 | COMED | ZONE | COMED | 32406909 | 120 LOMB | 34.5 KV | L12067 | LOAD
33092371 | COMED | ZONE | COMED | 32406917 | 120 LOMB | 34.5 KV | L12068 | LOAD
33092371 | COMED | ZONE | COMED | 32406913 | 120 LOMB | 34.5 KV | L12069 | LOAD
33092371 | COMED | ZONE | COMED | 32406919 | 120 LOMB | 34.5 KV | TR51 12 | LOAD
33092371 | COMED | ZONE | COMED | 32406941 | 121 FREE | 138 KV | TR71 12 | LOAD
33092371 | COMED | ZONE | COMED | 32406943 | 121 FREE | 138 KV | TR72 12 | LOAD
33092371 | COMED | ZONE | COMED | 32406929 | 121 FREE | 34.5 KV | L12137 | LOAD
33092371 | COMED | ZONE | COMED | 32406931 | 121 FREE | 34.5 KV | L12139 | LOAD
33092371 | COMED | ZONE | COMED | 32406933 | 121 FREE | 34.5 KV | L12163 | LOAD
33092371 | COMED | ZONE | COMED | 32406927 | 121 FREE | 34.5 KV | L12164 | LOAD
33092371 | COMED | ZONE | COMED | 32406935 | 121 FREE | 34.5 KV | L12165 | LOAD
33092371 | COMED | ZONE | COMED | 32406937 | 121 FREE | 34.5 KV | TR51 04 | LOAD
33092371 | COMED | ZONE | COMED | 32406939 | 121 FREE | 34.5 KV | TR52 04 | LOAD
33092371 | COMED | ZONE | COMED | 32406955 | 122 BELV | 138 KV | TR71 12 | LOAD
33092371 | COMED | ZONE | COMED | 32406957 | 122 BELV | 138 KV | TR72 12 | LOAD
33092371 | COMED | ZONE | COMED | 32406945 | 122 BELV | 34.5 KV | L12261 | LOAD
33092371 | COMED | ZONE | COMED | 32406947 | 122 BELV | 34.5 KV | L12262 | LOAD
33092371 | COMED | ZONE | COMED | 32406949 | 122 BELV | 34.5 KV | L12263 | LOAD
33092371 | COMED | ZONE | COMED | 32406951 | 122 BELV | 34.5 KV | L12264 | LOAD
33092371 | COMED | ZONE | COMED | 32406953 | 122 BELV | 34.5 KV | L12265 | LOAD
33092371 | COMED | ZONE | COMED | 32406959 | 123 MARE | 34.5 KV | L12367 | LOAD
33092371 | COMED | ZONE | COMED | 32406961 | 123 MARE | 34.5 KV | L12368 | LOAD
33092371 | COMED | ZONE | COMED | 32406963 | 123 MARE | 34.5 KV | L12371 | LOAD
33092371 | COMED | ZONE | COMED | 32406965 | 123 MARE | 34.5 KV | L12372 | LOAD
33092371 | COMED | ZONE | COMED | 32406967 | 123 MARE | 34.5 KV | L12373 | LOAD
33092371 | COMED | ZONE | COMED | 32406969 | 123 MARE | 34.5 KV | L12374 | LOAD
33092371 | COMED | ZONE | COMED | 2156113055 | 123 MARE | 34.5 KV | L12375 | LOAD
33092371 | COMED | ZONE | COMED | 32406971 | 124 MARY | 34.5 KV | L12430 | LOAD
33092371 | COMED | ZONE | COMED | 32406975 | 124 MARY | 34.5 KV | L12432 | LOAD
33092371 | COMED | ZONE | COMED | 32406973 | 124 MARY | 34.5 KV | L124XX | LOAD
33092371 | COMED | ZONE | COMED | 32406977 | 125 NORM | 138 KV | TR77 34 | LOAD
33092371 | COMED | ZONE | COMED | 32406979 | 125 NORM | 138 KV | TR79 34 | LOAD
33092371 | COMED | ZONE | COMED | 1356150783 | 126 STAT | 138 KV | TR71 12 | LOAD
33092371 | COMED | ZONE | COMED | 32406981 | 126 STAT | 138 KV | TR72 12 | LOAD
33092371 | COMED | ZONE | COMED | 32406983 | 126 STAT | 138 KV | TR73 12 | LOAD
33092371 | COMED | ZONE | COMED | 32406985 | 126 STAT | 138 KV | TR74 12 | LOAD
33092371 | COMED | ZONE | COMED | 2156112640 | 126 STAT | 138 KV | TR75 12 | LOAD
33092371 | COMED | ZONE | COMED | 32406987 | 127 MATT | 138 KV | TR72 12 | LOAD
33092371 | COMED | ZONE | COMED | 32406989 | 127 MATT | 138 KV | TR73 12 | LOAD
33092371 | COMED | ZONE | COMED | 32406991 | 127 MATT | 138 KV | TR74 12 | LOAD
33092371 | COMED | ZONE | COMED | 2041952673 | 127 MATT | 138 KV | TR77 12 | LOAD
33092371 | COMED | ZONE | COMED | 32406993 | 127 MATT | 138 KV | TR78 34 | LOAD
33092371 | COMED | ZONE | COMED | 32406995 | 129 NILE | 138 KV | TR71 12 | LOAD
33092371 | COMED | ZONE | COMED | 32406997 | 129 NILE | 138 KV | TR72 12 | LOAD
33092371 | COMED | ZONE | COMED | 32406999 | 129 NILE | 138 KV | TR74 12 | LOAD
33092371 | COMED | ZONE | COMED | 32407001 | 129 NILE | 138 KV | TR77 34 | LOAD
33092371 | COMED | ZONE | COMED | 32407003 | 129 NILE | 138 KV | TR78 34 | LOAD
33092371 | COMED | ZONE | COMED | 32407007 | 13 CRAWF | 138 KV | ATR57R04 | LOAD
33092371 | COMED | ZONE | COMED | 32407009 | 13 CRAWF | 138 KV | ATR58R04 | LOAD
33092371 | COMED | ZONE | COMED | 32407011 | 13 CRAWF | 138 KV | TR71 12 | LOAD
33092371 | COMED | ZONE | COMED | 32407013 | 13 CRAWF | 138 KV | TR72 12 | LOAD
33092371 | COMED | ZONE | COMED | 32407015 | 13 CRAWF | 138 KV | TR73 12 | LOAD
33092371 | COMED | ZONE | COMED | 32407017 | 13 CRAWF | 138 KV | TR74 12 | LOAD
33092371 | COMED | ZONE | COMED | 32407019 | 13 CRAWF | 138 KV | TR76 12 | LOAD
33092371 | COMED | ZONE | COMED | 32407021 | 13 CRAWF | 138 KV | TR77 12 | LOAD
33092371 | COMED | ZONE | COMED | 32407023 | 13 CRAWF | 138 KV | TR78 12 | LOAD
33092371 | COMED | ZONE | COMED | 32407025 | 13 CRAWF | 138 KV | TR79 12 | LOAD
33092371 | COMED | ZONE | COMED | 32407027 | 131 W CH | 12 KV | FW3112 | LOAD
33092371 | COMED | ZONE | COMED | 32407029 | 131 W CH | 12 KV | FW3114 | LOAD
33092371 | COMED | ZONE | COMED | 32407031 | 131 W CH | 12 KV | FW3117 | LOAD
33092371 | COMED | ZONE | COMED | 32407033 | 131 W CH | 12 KV | FW3121 | LOAD
33092371 | COMED | ZONE | COMED | 32407035 | 131 W CH | 34.5 KV | L11164 | LOAD
33092371 | COMED | ZONE | COMED | 32407037 | 131 W CH | 34.5 KV | L11167 | LOAD
33092371 | COMED | ZONE | COMED | 32407039 | 131 W CH | 34.5 KV | L13150 | LOAD
33092371 | COMED | ZONE | COMED | 32407041 | 131 W CH | 34.5 KV | L13153 | LOAD
33092371 | COMED | ZONE | COMED | 32407043 | 131 W CH | 34.5 KV | L13154 | LOAD
33092371 | COMED | ZONE | COMED | 32407045 | 131 W CH | 34.5 KV | L13155 | LOAD
33092371 | COMED | ZONE | COMED | 32407047 | 131 W CH | 34.5 KV | L13156 | LOAD
33092371 | COMED | ZONE | COMED | 32407049 | 131 W CH | 34.5 KV | L13159 | LOAD
33092371 | COMED | ZONE | COMED | 32407051 | 132 GARD | 138 KV | TR76 34 | LOAD
33092371 | COMED | ZONE | COMED | 32407053 | 132 GARD | 138 KV | TR77 34 | LOAD
33092371 | COMED | ZONE | COMED | 32407061 | 133 ROCK | 34.5 KV | L13347 | LOAD
33092371 | COMED | ZONE | COMED | 32407057 | 133 ROCK | 34.5 KV | L13348 | LOAD
33092371 | COMED | ZONE | COMED | 32407055 | 133 ROCK | 34.5 KV | L13349 | LOAD
33092371 | COMED | ZONE | COMED | 32407059 | 133 ROCK | 34.5 KV | L13363 | LOAD
33092371 | COMED | ZONE | COMED | 32407063 | 133 ROCK | 34.5 KV | TR51 12 | LOAD
33092371 | COMED | ZONE | COMED | 32407065 | 134 LAGR | 138 KV | TR71 12 | LOAD
33092371 | COMED | ZONE | COMED | 32407067 | 134 LAGR | 138 KV | TR72 12 | LOAD
33092371 | COMED | ZONE | COMED | 32407069 | 134 LAGR | 138 KV | TR73 12 | LOAD
33092371 | COMED | ZONE | COMED | 32407071 | 135 ELMH | 138 KV | TR72 12 | LOAD
33092371 | COMED | ZONE | COMED | 32407073 | 135 ELMH | 138 KV | TR73 12 | LOAD
33092371 | COMED | ZONE | COMED | 2156114541 | 135 ELMH | 138 KV | TR76_12 | LOAD
33092371 | COMED | ZONE | COMED | 2156114697 | 135 ELMH | 138 KV | TR78_12 | LOAD
33092371 | COMED | ZONE | COMED | 32407075 | 136 BURR | 138 KV | TR71 12 | LOAD
33092371 | COMED | ZONE | COMED | 32407077 | 136 BURR | 138 KV | TR72 12 | LOAD
33092371 | COMED | ZONE | COMED | 32407079 | 136 BURR | 138 KV | TR73 12 | LOAD
33092371 | COMED | ZONE | COMED | 32407081 | 136 BURR | 138 KV | TR74 12 | LOAD
33092371 | COMED | ZONE | COMED | 32407083 | 137 WASH | 138 KV | TR72-X12 | LOAD
33092371 | COMED | ZONE | COMED | 32407085 | 137 WASH | 138 KV | TR72-Y12 | LOAD
33092371 | COMED | ZONE | COMED | 32407087 | 137 WASH | 138 KV | TR74-X12 | LOAD
33092371 | COMED | ZONE | COMED | 32407089 | 137 WASH | 138 KV | TR74-Y12 | LOAD
33092371 | COMED | ZONE | COMED | 32407091 | 137 WASH | 138 KV | TR75-X12 | LOAD
33092371 | COMED | ZONE | COMED | 32407093 | 137 WASH | 138 KV | TR75-Y12 | LOAD
33092371 | COMED | ZONE | COMED | 1248981541 | 139 MEND | 34.5 KV | 13931 | LOAD
33092371 | COMED | ZONE | COMED | 1305119420 | 139 MEND | 34.5 KV | 13934 LD | LOAD
33092371 | COMED | ZONE | COMED | 1248981542 | 139 MEND | 34.5 KV | 13938 | LOAD
33092371 | COMED | ZONE | COMED | 32407097 | 140 FRAN | 138 KV | TR71 12 | LOAD
33092371 | COMED | ZONE | COMED | 32407099 | 140 FRAN | 138 KV | TR72 12 | LOAD
33092371 | COMED | ZONE | COMED | 32407101 | 145 YORK | 138 KV | TR71 12 | LOAD
33092371 | COMED | ZONE | COMED | 32407103 | 145 YORK | 138 KV | TR72 12 | LOAD
33092371 | COMED | ZONE | COMED | 32407105 | 145 YORK | 138 KV | TR73 12 | LOAD
33092371 | COMED | ZONE | COMED | 32407107 | 145 YORK | 138 KV | TR74 12 | LOAD
33092371 | COMED | ZONE | COMED | 32407109 | 145 YORK | 138 KV | TR75 12 | LOAD
33092371 | COMED | ZONE | COMED | 32407111 | 145 YORK | 138 KV | TR76 12 | LOAD
33092371 | COMED | ZONE | COMED | 32407113 | 146 SAND | 34.5 KV | L10643 | LOAD
33092371 | COMED | ZONE | COMED | 33884121 | 146 SAND | 34.5 KV | L13934 | LOAD
33092371 | COMED | ZONE | COMED | 32407115 | 146 SAND | 34.5 KV | L14630 | LOAD
33092371 | COMED | ZONE | COMED | 32407117 | 146 SAND | 34.5 KV | L14651 | LOAD
33092371 | COMED | ZONE | COMED | 93353417 | 149 WILM | 138 KV | TR71 12 | LOAD
33092371 | COMED | ZONE | COMED | 2156114560 | 149 WILM | 138 KV | TR73_12 | LOAD
33092371 | COMED | ZONE | COMED | 32407119 | 149 WILM | 138 KV | TR77 34 | LOAD
33092371 | COMED | ZONE | COMED | 32407121 | 149 WILM | 138 KV | TR78 34 | LOAD
33092371 | COMED | ZONE | COMED | 71856503 | 149 WILM | 138 KV | TR79 34 | LOAD
33092371 | COMED | ZONE | COMED | 32407123 | 150 CALU | 138 KV | TR71-X12 | LOAD
33092371 | COMED | ZONE | COMED | 32407125 | 150 CALU | 138 KV | TR71-Y12 | LOAD
33092371 | COMED | ZONE | COMED | 32407127 | 150 CALU | 138 KV | TR72-X12 | LOAD
33092371 | COMED | ZONE | COMED | 32407129 | 150 CALU | 138 KV | TR72-Y12 | LOAD
33092371 | COMED | ZONE | COMED | 32407131 | 150 CALU | 138 KV | TR73-X12 | LOAD
33092371 | COMED | ZONE | COMED | 32407133 | 150 CALU | 138 KV | TR73-Y12 | LOAD
33092371 | COMED | ZONE | COMED | 32407135 | 150 CALU | 138 KV | TR74-X12 | LOAD
33092371 | COMED | ZONE | COMED | 32407137 | 150 CALU | 138 KV | TR74-Y12 | LOAD
33092371 | COMED | ZONE | COMED | 32407139 | 151 WOOD | 138 KV | TR71 12 | LOAD
33092371 | COMED | ZONE | COMED | 32407141 | 151 WOOD | 138 KV | TR72 12 | LOAD
33092371 | COMED | ZONE | COMED | 32407143 | 151 WOOD | 138 KV | TR73 12 | LOAD
33092371 | COMED | ZONE | COMED | 32407145 | 152 BUSS | 138 KV | TR71 12 | LOAD
33092371 | COMED | ZONE | COMED | 32407147 | 152 BUSS | 138 KV | TR72 12 | LOAD
33092371 | COMED | ZONE | COMED | 32407149 | 152 BUSS | 138 KV | TR73 12 | LOAD
33092371 | COMED | ZONE | COMED | 32407151 | 152 BUSS | 138 KV | TR74 12 | LOAD
33092371 | COMED | ZONE | COMED | 57967523 | 152 BUSS | 138 KV | TR77 | LOAD
33092371 | COMED | ZONE | COMED | 57967525 | 152 BUSS | 138 KV | TR78 | LOAD
33092371 | COMED | ZONE | COMED | 32407153 | 154 LIBE | 138 KV | TR71 12 | LOAD
33092371 | COMED | ZONE | COMED | 32407155 | 154 LIBE | 138 KV | TR72 12 | LOAD
33092371 | COMED | ZONE | COMED | 32407157 | 154 LIBE | 138 KV | TR73 12 | LOAD
33092371 | COMED | ZONE | COMED | 32407159 | 157 KANK | 138 KV | TR71 12 | LOAD
33092371 | COMED | ZONE | COMED | 32407161 | 157 KANK | 138 KV | TR73 12 | LOAD
33092371 | COMED | ZONE | COMED | 1123169433 | 16 WAUKE | 138 KV | TR1 | LOAD
33092371 | COMED | ZONE | COMED | 1123169435 | 16 WAUKE | 138 KV | TR14 | LOAD
33092371 | COMED | ZONE | COMED | 32407197 | 16 WAUKE | 138 KV | TR16 34 | LOAD
33092371 | COMED | ZONE | COMED | 1123169436 | 16 WAUKE | 138 KV | TR17 | LOAD
33092371 | COMED | ZONE | COMED | 1123169434 | 16 WAUKE | 138 KV | TR2 | LOAD
33092371 | COMED | ZONE | COMED | 32407199 | 16 WAUKE | 138 KV | TR3 12 | LOAD
33092371 | COMED | ZONE | COMED | 32407201 | 16 WAUKE | 138 KV | TR4 12 | LOAD
33092371 | COMED | ZONE | COMED | 32407203 | 160 ALPI | 138 KV | TR71 12 | LOAD
33092371 | COMED | ZONE | COMED | 32407205 | 160 ALPI | 138 KV | TR72 12 | LOAD
33092371 | COMED | ZONE | COMED | 32407207 | 160 ALPI | 138 KV | TR73 12 | LOAD
33092371 | COMED | ZONE | COMED | 32407211 | 162 PIER | 138 KV | TR71 12 | LOAD
33092371 | COMED | ZONE | COMED | 32407213 | 162 PIER | 138 KV | TR73 12 | LOAD
33092371 | COMED | ZONE | COMED | 32407209 | 162 PIER | 69 KV | TR61 12 | LOAD
33092371 | COMED | ZONE | COMED | 32407215 | 163 ROSC | 138 KV | TR71 12 | LOAD
33092371 | COMED | ZONE | COMED | 32407217 | 163 ROSC | 138 KV | TR72 12 | LOAD
33092371 | COMED | ZONE | COMED | 32407219 | 163 ROSC | 138 KV | TR73 12 | LOAD
33092371 | COMED | ZONE | COMED | 32407221 | 164 SAND | 138 KV | TR71 12 | LOAD
33092371 | COMED | ZONE | COMED | 32407223 | 164 SAND | 138 KV | TR73 12 | LOAD
33092371 | COMED | ZONE | COMED | 32407229 | 165 FORD | 138 KV | TR71 12 | LOAD
33092371 | COMED | ZONE | COMED | 32407225 | 165 FORD | 69 KV | TR63 12 | LOAD
33092371 | COMED | ZONE | COMED | 32407227 | 165 FORD | 69 KV | TR64 12 | LOAD
33092371 | COMED | ZONE | COMED | 32407231 | 166 LEIT | 138 KV | TR71 12 | LOAD
33092371 | COMED | ZONE | COMED | 32407233 | 166 LEIT | 138 KV | TR72 12 | LOAD
33092371 | COMED | ZONE | COMED | 32407235 | 166 LEIT | 138 KV | TR73 12 | LOAD
33092371 | COMED | ZONE | COMED | 32407237 | 166 LEIT | 138 KV | TR74 12 | LOAD
33092371 | COMED | ZONE | COMED | 32407239 | 166 LEIT | 138 KV | TR77 34 | LOAD
33092371 | COMED | ZONE | COMED | 32407241 | 172 GOLF | 138 KV | TR71 12 | LOAD
33092371 | COMED | ZONE | COMED | 32407243 | 172 GOLF | 138 KV | TR72 12 | LOAD
33092371 | COMED | ZONE | COMED | 32407245 | 172 GOLF | 138 KV | TR73 12 | LOAD
33092371 | COMED | ZONE | COMED | 32407247 | 172 GOLF | 138 KV | TR74 12 | LOAD
33092371 | COMED | ZONE | COMED | 1338419310 | 174 UNIV | 138 KV | TR71 | LOAD
33092371 | COMED | ZONE | COMED | 32407249 | 174 UNIV | 138 KV | TR72 12 | LOAD
33092371 | COMED | ZONE | COMED | 32407251 | 174 UNIV | 138 KV | TR73 12 | LOAD
33092371 | COMED | ZONE | COMED | 32407253 | 174 UNIV | 138 KV | TR74 12 | LOAD
33092371 | COMED | ZONE | COMED | 1318132943 | 176 STIL | 34.5 KV | LOAD1 | LOAD
33092371 | COMED | ZONE | COMED | 1318132942 | 176 STIL | 34.5 KV | LOAD2 | LOAD
33092371 | COMED | ZONE | COMED | 1183221484 | 179 BLOO | 138 KV | LOAD | LOAD
33092371 | COMED | ZONE | COMED | 1439642545 | 179 BLOO | 138 KV | TR71 LD | LOAD
33092371 | COMED | ZONE | COMED | 32407275 | 18 WILL | 34.5 KV | L1861 | LOAD
33092371 | COMED | ZONE | COMED | 32407277 | 18 WILL | 34.5 KV | L1862 | LOAD
33092371 | COMED | ZONE | COMED | 32407279 | 18 WILL | 34.5 KV | L1863 | LOAD
33092371 | COMED | ZONE | COMED | 32407281 | 18 WILL | 34.5 KV | L1864 | LOAD
33092371 | COMED | ZONE | COMED | 32407283 | 18 WILL | 34.5 KV | L1865 | LOAD
33092371 | COMED | ZONE | COMED | 32407285 | 18 WILL | 34.5 KV | TR71 04 | LOAD
33092371 | COMED | ZONE | COMED | 32407287 | 18 WILL | 34.5 KV | TR72 04 | LOAD
33092371 | COMED | ZONE | COMED | 32407289 | 18 WILL | 34.5 KV | TR73 04 | LOAD
33092371 | COMED | ZONE | COMED | 32407291 | 18 WILL | 34.5 KV | TR74 04 | LOAD
33092371 | COMED | ZONE | COMED | 32407293 | 18 WILL | 34.5 KV | TR75 04 | LOAD
33092371 | COMED | ZONE | COMED | 32407295 | 18 WILL | 34.5 KV | TR76 04 | LOAD
33092371 | COMED | ZONE | COMED | 1379255261 | 180 LENA | 138 KV | TR77 34 | LOAD
33092371 | COMED | ZONE | COMED | 32407297 | 180 LENA | 138 KV | TR78 34 | LOAD
33092371 | COMED | ZONE | COMED | 2156113890 | 182_MINO | 138 KV | TR76_34 | LOAD
33092371 | COMED | ZONE | COMED | 2156109892 | 184 ELKG | 138 KV | MOBILELD | LOAD
33092371 | COMED | ZONE | COMED | 2156109893 | 184 ELKG | 138 KV | TR76_12 | LOAD
33092371 | COMED | ZONE | COMED | 2156109894 | 184 ELKG | 138 KV | TR79_12 | LOAD
33092371 | COMED | ZONE | COMED | 1869177759 | 186 STEW | 138 KV | BTM | LOAD
33092371 | COMED | ZONE | COMED | 2156111777 | 189_CREG | 138 KV | TRA | LOAD
33092371 | COMED | ZONE | COMED | 2156111880 | 189_CREG | 138 KV | TRB | LOAD
33092371 | COMED | ZONE | COMED | 2156111791 | 189_CREG | 138 KV | TRC | LOAD
33092371 | COMED | ZONE | COMED | 32407309 | 193 MCHE | 138 KV | TR71 12 | LOAD
33092371 | COMED | ZONE | COMED | 32407311 | 193 MCHE | 138 KV | TR72 12 | LOAD
33092371 | COMED | ZONE | COMED | 32407313 | 193 MCHE | 138 KV | TR73 12 | LOAD
33092371 | COMED | ZONE | COMED | 32407303 | 193 MCHE | 34.5 KV | L19342 | LOAD
33092371 | COMED | ZONE | COMED | 32407301 | 193 MCHE | 34.5 KV | L19347 | LOAD
33092371 | COMED | ZONE | COMED | 32407305 | 193 MCHE | 34.5 KV | L4268 | LOAD
33092371 | COMED | ZONE | COMED | 32407307 | 193 MCHE | 34.5 KV | L7544 | LOAD
33092371 | COMED | ZONE | COMED | 32407315 | 194 SABR | 138 KV | TR71 12 | LOAD
33092371 | COMED | ZONE | COMED | 32407317 | 194 SABR | 138 KV | TR73 12 | LOAD
33092371 | COMED | ZONE | COMED | 32407319 | 198 DESP | 138 KV | TR71 12 | LOAD
33092371 | COMED | ZONE | COMED | 32407321 | 198 DESP | 138 KV | TR72 12 | LOAD
33092371 | COMED | ZONE | COMED | 32407323 | 198 DESP | 138 KV | TR73 12 | LOAD
33092371 | COMED | ZONE | COMED | 32407325 | 198 DESP | 138 KV | TR74 12 | LOAD
33092371 | COMED | ZONE | COMED | 32407329 | 20 BRAID | 24 KV | AT141104 | LOAD
33092371 | COMED | ZONE | COMED | 32407327 | 20 BRAID | 24 KV | AT141204 | LOAD
33092371 | COMED | ZONE | COMED | 32407333 | 20 BRAID | 24 KV | AT241104 | LOAD
33092371 | COMED | ZONE | COMED | 32407331 | 20 BRAID | 24 KV | AT241204 | LOAD
33092371 | COMED | ZONE | COMED | 32407335 | 20 BRAID | 345 KV | AT142104 | LOAD
33092371 | COMED | ZONE | COMED | 32407337 | 20 BRAID | 345 KV | AT242104 | LOAD
33092371 | COMED | ZONE | COMED | 1183221521 | 20 BRAID | 345 KV | TR142-2 | LOAD
33092371 | COMED | ZONE | COMED | 1183221522 | 20 BRAID | 345 KV | TR242-2 | LOAD
33092371 | COMED | ZONE | COMED | 32407339 | 204 OLD | 138 KV | TR72 12 | LOAD
33092371 | COMED | ZONE | COMED | 32407341 | 204 OLD | 138 KV | TR73 12 | LOAD
33092371 | COMED | ZONE | COMED | 32407343 | 204 OLD | 138 KV | TR74 12 | LOAD
33092371 | COMED | ZONE | COMED | 32407345 | 205 WHEE | 138 KV | TR71 12 | LOAD
33092371 | COMED | ZONE | COMED | 32407347 | 205 WHEE | 138 KV | TR72 12 | LOAD
33092371 | COMED | ZONE | COMED | 32407349 | 206 ROLL | 138 KV | TR71 12 | LOAD
33092371 | COMED | ZONE | COMED | 32407351 | 206 ROLL | 138 KV | TR72 12 | LOAD
33092371 | COMED | ZONE | COMED | 32407353 | 206 ROLL | 138 KV | TR73 12 | LOAD
33092371 | COMED | ZONE | COMED | 44460829 | 206 ROLL | 138 KV | TR74 12 | LOAD
33092371 | COMED | ZONE | COMED | 32407355 | 207 TONN | 138 KV | TR71 12 | LOAD
33092371 | COMED | ZONE | COMED | 32407357 | 207 TONN | 138 KV | TR72 12 | LOAD
33092371 | COMED | ZONE | COMED | 32407359 | 207 TONN | 138 KV | TR73 12 | LOAD
33092371 | COMED | ZONE | COMED | 32407361 | 207 TONN | 138 KV | TR74 12 | LOAD
33092371 | COMED | ZONE | COMED | 32407363 | 207 TONN | 138 KV | TR77 34 | LOAD
33092371 | COMED | ZONE | COMED | 32407365 | 207 TONN | 138 KV | TR78 34 | LOAD
33092371 | COMED | ZONE | COMED | 1207063746 | 207 TONN | 138 KV | TR79 12 | LOAD
33092371 | COMED | ZONE | COMED | 32407367 | 21 KINCA | 20 KV | ATR14104 | LOAD
33092371 | COMED | ZONE | COMED | 32407369 | 21 KINCA | 20 KV | ATR14204 | LOAD
33092371 | COMED | ZONE | COMED | 32407371 | 21 KINCA | 20 KV | ATR24104 | LOAD
33092371 | COMED | ZONE | COMED | 32407373 | 21 KINCA | 20 KV | ATR24204 | LOAD
33092371 | COMED | ZONE | COMED | 32407375 | 21 KINCA | 345 KV | ATR14304 | LOAD
33092371 | COMED | ZONE | COMED | 32407377 | 21 KINCA | 345 KV | ATR14404 | LOAD
33092371 | COMED | ZONE | COMED | 32407379 | 21 KINCA | 345 KV | ATR24304 | LOAD
33092371 | COMED | ZONE | COMED | 32407383 | 212 NORT | 138 KV | TR71 12 | LOAD
33092371 | COMED | ZONE | COMED | 32407385 | 212 NORT | 138 KV | TR72 12 | LOAD
33092371 | COMED | ZONE | COMED | 32407387 | 212 NORT | 138 KV | TR73 12 | LOAD
33092371 | COMED | ZONE | COMED | 32407389 | 212 NORT | 138 KV | TR74 12 | LOAD
33092371 | COMED | ZONE | COMED | 32407391 | 213 DEER | 138 KV | TR71 12 | LOAD
33092371 | COMED | ZONE | COMED | 32407393 | 213 DEER | 138 KV | TR72 12 | LOAD
33092371 | COMED | ZONE | COMED | 32407395 | 213 DEER | 138 KV | TR73 12 | LOAD
33092371 | COMED | ZONE | COMED | 32407397 | 213 DEER | 138 KV | TR74 12 | LOAD
33092371 | COMED | ZONE | COMED | 32407399 | 214 HOFF | 138 KV | TR71 12 | LOAD
33092371 | COMED | ZONE | COMED | 32407401 | 214 HOFF | 138 KV | TR72 12 | LOAD
33092371 | COMED | ZONE | COMED | 32407403 | 214 HOFF | 138 KV | TR73 12 | LOAD
33092371 | COMED | ZONE | COMED | 32407405 | 214 HOFF | 138 KV | TR74 12 | LOAD
33092371 | COMED | ZONE | COMED | 32407407 | 215 HOWA | 138 KV | TR71 12 | LOAD
33092371 | COMED | ZONE | COMED | 32407409 | 215 HOWA | 138 KV | TR72 12 | LOAD
33092371 | COMED | ZONE | COMED | 32407411 | 216 MOUN | 138 KV | TR71 12 | LOAD
33092371 | COMED | ZONE | COMED | 32407413 | 216 MOUN | 138 KV | TR72 12 | LOAD
33092371 | COMED | ZONE | COMED | 32407415 | 217 PROS | 138 KV | TR71 12 | LOAD
33092371 | COMED | ZONE | COMED | 32407417 | 217 PROS | 138 KV | TR72 12 | LOAD
33092371 | COMED | ZONE | COMED | 32407427 | 220 S SC | 138 KV | TR71 12 | LOAD
33092371 | COMED | ZONE | COMED | 32407429 | 220 S SC | 138 KV | TR72 12 | LOAD
33092371 | COMED | ZONE | COMED | 32407431 | 220 S SC | 138 KV | TR73 12 | LOAD
33092371 | COMED | ZONE | COMED | 32407433 | 221 N HU | 138 KV | TR71 12 | LOAD
33092371 | COMED | ZONE | COMED | 32407435 | 221 N HU | 138 KV | TR73 12 | LOAD
33092371 | COMED | ZONE | COMED | 53048711 | 222 BLUF | 138 KV | TR71 12 | LOAD
33092371 | COMED | ZONE | COMED | 45565831 | 222 BLUF | 138 KV | TR72 12 | LOAD
33092371 | COMED | ZONE | COMED | 32407437 | 225 LAND | 138 KV | TR71 12 | LOAD
33092371 | COMED | ZONE | COMED | 32407439 | 225 LAND | 138 KV | TR72 12 | LOAD
33092371 | COMED | ZONE | COMED | 32407441 | 228 WILS | 138 KV | TR71 12 | LOAD
33092371 | COMED | ZONE | COMED | 2156109551 | 228 WILS | 138 KV | TR72 12 | LOAD
33092371 | COMED | ZONE | COMED | 32407443 | 228 WILS | 138 KV | TR73 12 | LOAD
33092371 | COMED | ZONE | COMED | 32407473 | 230 ANTI | 138 KV | TR72 12 | LOAD
33092371 | COMED | ZONE | COMED | 32407475 | 230 ANTI | 138 KV | TR73 12 | LOAD
33092371 | COMED | ZONE | COMED | 32407477 | 233 BARR | 138 KV | TR71 12 | LOAD
33092371 | COMED | ZONE | COMED | 32407479 | 233 BARR | 138 KV | TR72 12 | LOAD
33092371 | COMED | ZONE | COMED | 32407481 | 233 BARR | 138 KV | TR73 12 | LOAD
33092371 | COMED | ZONE | COMED | 32407483 | 233 BARR | 138 KV | TR74 12 | LOAD
33092371 | COMED | ZONE | COMED | 32407485 | 234 LAKE | 138 KV | TR71 12 | LOAD
33092371 | COMED | ZONE | COMED | 32407487 | 234 LAKE | 138 KV | TR72 12 | LOAD
33092371 | COMED | ZONE | COMED | 32407489 | 234 LAKE | 138 KV | TR73 12 | LOAD
33092371 | COMED | ZONE | COMED | 32407491 | 234 LAKE | 138 KV | TR74 12 | LOAD
33092371 | COMED | ZONE | COMED | 32407493 | 235 POPL | 138 KV | TR71 12 | LOAD
33092371 | COMED | ZONE | COMED | 32407495 | 235 POPL | 138 KV | TR73 12 | LOAD
33092371 | COMED | ZONE | COMED | 32407497 | 237 BUFF | 138 KV | TR71 12 | LOAD
33092371 | COMED | ZONE | COMED | 32407499 | 237 BUFF | 138 KV | TR72 12 | LOAD
33092371 | COMED | ZONE | COMED | 32407501 | 240 CARY | 138 KV | TR71 12 | LOAD
33092371 | COMED | ZONE | COMED | 32407503 | 240 CARY | 138 KV | TR72 12 | LOAD
33092371 | COMED | ZONE | COMED | 32407505 | 248 LK Z | 138 KV | TR71 12 | LOAD
33092371 | COMED | ZONE | COMED | 32407507 | 248 LK Z | 138 KV | TR72 12 | LOAD
33092371 | COMED | ZONE | COMED | 32407509 | 248 LK Z | 138 KV | TR73 12 | LOAD
33092371 | COMED | ZONE | COMED | 32407511 | 250 BARR | 138 KV | TR72 12 | LOAD
33092371 | COMED | ZONE | COMED | 55578539 | 251 ROUN | 12.5 KV | LOADBUS2 | LOAD
33092371 | COMED | ZONE | COMED | 55578541 | 251 ROUN | 12.5 KV | LOADBUS4 | LOAD
33092371 | COMED | ZONE | COMED | 55578543 | 251 ROUN | 12.5 KV | LOADBUS5 | LOAD
33092371 | COMED | ZONE | COMED | 32407513 | 253 SCHA | 138 KV | TR71 12 | LOAD
33092371 | COMED | ZONE | COMED | 32407515 | 253 SCHA | 138 KV | TR72 12 | LOAD
33092371 | COMED | ZONE | COMED | 32407517 | 253 SCHA | 138 KV | TR73 12 | LOAD
33092371 | COMED | ZONE | COMED | 32407519 | 253 SCHA | 138 KV | TR74 12 | LOAD
33092371 | COMED | ZONE | COMED | 32407521 | 258 ELMW | 138 KV | TR71 12 | LOAD
33092371 | COMED | ZONE | COMED | 32407523 | 258 ELMW | 138 KV | TR73 12 | LOAD
33092371 | COMED | ZONE | COMED | 32407525 | 259 ALGO | 138 KV | TR71 12 | LOAD
33092371 | COMED | ZONE | COMED | 32407527 | 259 ALGO | 138 KV | TR73 12 | LOAD
33092371 | COMED | ZONE | COMED | 48933975 | 259 ALGO | 138 KV | TR74 12 | LOAD
33092371 | COMED | ZONE | COMED | 32407529 | 260 DUND | 138 KV | TR71 12 | LOAD
33092371 | COMED | ZONE | COMED | 32407531 | 260 DUND | 138 KV | TR72 12 | LOAD
33092371 | COMED | ZONE | COMED | 2155501866 | 268 ARLI | 12 KV | E6810 | LOAD
33092371 | COMED | ZONE | COMED | 2155501864 | 268 ARLI | 12 KV | E6814 | LOAD
33092371 | COMED | ZONE | COMED | 2155501863 | 268 ARLI | 12 KV | E6815 | LOAD
33092371 | COMED | ZONE | COMED | 2155501862 | 268 ARLI | 12 KV | E682 | LOAD
33092371 | COMED | ZONE | COMED | 2155501865 | 268 ARLI | 12 KV | E6821 | LOAD
33092371 | COMED | ZONE | COMED | 2155501867 | 268 ARLI | 12 KV | E686 | LOAD
33092371 | COMED | ZONE | COMED | 2156112871 | 282 ZION | 138 KV | TR71 12 | LOAD
33092371 | COMED | ZONE | COMED | 32407541 | 282 ZION | 138 KV | TR72 12 | LOAD
33092371 | COMED | ZONE | COMED | 32407543 | 282 ZION | 138 KV | TR73 12 | LOAD
33092371 | COMED | ZONE | COMED | 32407545 | 29 JOLIE | 24 KV | ATR70 04 | LOAD
33092371 | COMED | ZONE | COMED | 32407547 | 29 JOLIE | 24 KV | ATR71 04 | LOAD
33092371 | COMED | ZONE | COMED | 32407549 | 29 JOLIE | 24 KV | ATR72 04 | LOAD
33092371 | COMED | ZONE | COMED | 32407551 | 29 JOLIE | 24 KV | ATR80 04 | LOAD
33092371 | COMED | ZONE | COMED | 32407553 | 29 JOLIE | 24 KV | ATR81 04 | LOAD
33092371 | COMED | ZONE | COMED | 32407555 | 29 JOLIE | 24 KV | ATR82 04 | LOAD
33092371 | COMED | ZONE | COMED | 32407557 | 294 GURN | 138 KV | TR71 12 | LOAD
33092371 | COMED | ZONE | COMED | 32407559 | 294 GURN | 138 KV | TR72 12 | LOAD
33092371 | COMED | ZONE | COMED | 32407561 | 294 GURN | 138 KV | TR73 12 | LOAD
33092371 | COMED | ZONE | COMED | 32407571 | 3 POWERT | 138 KV | TR042 04 | LOAD
33092371 | COMED | ZONE | COMED | 32407563 | 3 POWERT | 24 KV | ATR54104 | LOAD
33092371 | COMED | ZONE | COMED | 32407565 | 3 POWERT | 24 KV | ATR54204 | LOAD
33092371 | COMED | ZONE | COMED | 32407567 | 3 POWERT | 24 KV | ATR64104 | LOAD
33092371 | COMED | ZONE | COMED | 32407569 | 3 POWERT | 24 KV | ATR64204 | LOAD
33092371 | COMED | ZONE | COMED | 32407573 | 3 POWERT | 345 KV | ATR54304 | LOAD
33092371 | COMED | ZONE | COMED | 32407575 | 3 POWERT | 345 KV | ATR64304 | LOAD
33092371 | COMED | ZONE | COMED | 32407577 | 30 COLUM | 69 KV | TR1 12 | LOAD
33092371 | COMED | ZONE | COMED | 32407579 | 30 COLUM | 69 KV | TR2 12 | LOAD
33092371 | COMED | ZONE | COMED | 32407581 | 30 COLUM | 69 KV | TR3 12 | LOAD
33092371 | COMED | ZONE | COMED | 32407583 | 30 COLUM | 69 KV | TR65 12 | LOAD
33092371 | COMED | ZONE | COMED | 32407585 | 30 COLUM | 69 KV | TR66 12 | LOAD
33092371 | COMED | ZONE | COMED | 32407587 | 30 COLUM | 69 KV | TR67 12 | LOAD
33092371 | COMED | ZONE | COMED | 32407589 | 31 GALEW | 138 KV | TR1 12 | LOAD
33092371 | COMED | ZONE | COMED | 32407591 | 31 GALEW | 138 KV | TR2 12 | LOAD
33092371 | COMED | ZONE | COMED | 32407593 | 31 GALEW | 138 KV | TR3 12 | LOAD
33092371 | COMED | ZONE | COMED | 32407595 | 31 GALEW | 138 KV | TR4 12 | LOAD
33092371 | COMED | ZONE | COMED | 32407597 | 317 DIXO | 138 KV | TR71 12 | LOAD
33092371 | COMED | ZONE | COMED | 32407599 | 317 DIXO | 138 KV | TR73 12 | LOAD
33092371 | COMED | ZONE | COMED | 32407601 | 32 HANSO | 138 KV | TR1 12 | LOAD
33092371 | COMED | ZONE | COMED | 32407603 | 32 HANSO | 138 KV | TR2 12 | LOAD
33092371 | COMED | ZONE | COMED | 32407605 | 32 HANSO | 138 KV | TR3 12 | LOAD
33092371 | COMED | ZONE | COMED | 32407607 | 32 HANSO | 138 KV | TR4 12 | LOAD
33092371 | COMED | ZONE | COMED | 32407609 | 33 HAYFO | 138 KV | TR71 12 | LOAD
33092371 | COMED | ZONE | COMED | 32407611 | 33 HAYFO | 138 KV | TR72 12 | LOAD
33092371 | COMED | ZONE | COMED | 32407613 | 33 HAYFO | 138 KV | TR73 12 | LOAD
33092371 | COMED | ZONE | COMED | 32407615 | 33 HAYFO | 138 KV | TR74 12 | LOAD
33092371 | COMED | ZONE | COMED | 32407617 | 34 KINGS | 138 KV | TR71 12 | LOAD
33092371 | COMED | ZONE | COMED | 32407619 | 34 KINGS | 138 KV | TR72 12 | LOAD
33092371 | COMED | ZONE | COMED | 32407621 | 34 KINGS | 138 KV | TR73 12 | LOAD
33092371 | COMED | ZONE | COMED | 32407623 | 34 KINGS | 138 KV | TR74 12 | LOAD
33092371 | COMED | ZONE | COMED | 36181241 | 36 MADIS | 138 KV | TR71 12 | LOAD
33092371 | COMED | ZONE | COMED | 36181243 | 36 MADIS | 138 KV | TR72 12 | LOAD
33092371 | COMED | ZONE | COMED | 36181245 | 36 MADIS | 138 KV | TR73 12 | LOAD
33092371 | COMED | ZONE | COMED | 36181247 | 36 MADIS | 138 KV | TR74 12 | LOAD
33092371 | COMED | ZONE | COMED | 2156108943 | 36 MADIS | 138 KV | TR75 12 | LOAD
33092371 | COMED | ZONE | COMED | 32407633 | 37 NATOM | 138 KV | TR71 12 | LOAD
33092371 | COMED | ZONE | COMED | 32407635 | 37 NATOM | 138 KV | TR72 12 | LOAD
33092371 | COMED | ZONE | COMED | 32407637 | 370 ELER | 138 KV | TR71 12 | LOAD
33092371 | COMED | ZONE | COMED | 32407639 | 370 ELER | 138 KV | TR73 12 | LOAD
33092371 | COMED | ZONE | COMED | 32407641 | 372 STER | 138 KV | TR71 12 | LOAD
33092371 | COMED | ZONE | COMED | 32407643 | 372 STER | 138 KV | TR73 12 | LOAD
33092371 | COMED | ZONE | COMED | 32407645 | 375 W DE | 138 KV | TR71 12 | LOAD
33092371 | COMED | ZONE | COMED | 32407647 | 375 W DE | 138 KV | TR73 12 | LOAD
33092371 | COMED | ZONE | COMED | 32407649 | 38 HUMBO | 138 KV | TR71 12 | LOAD
33092371 | COMED | ZONE | COMED | 32407651 | 38 HUMBO | 138 KV | TR72 12 | LOAD
33092371 | COMED | ZONE | COMED | 32407653 | 38 HUMBO | 138 KV | TR73 12 | LOAD
33092371 | COMED | ZONE | COMED | 32407655 | 38 HUMBO | 138 KV | TR74 12 | LOAD
33092371 | COMED | ZONE | COMED | 32407657 | 380 CHAR | 138 KV | TR71 12 | LOAD
33092371 | COMED | ZONE | COMED | 32407659 | 380 CHAR | 138 KV | TR74 12 | LOAD
33092371 | COMED | ZONE | COMED | 32407661 | 384 HARR | 69 KV | TR71 12 | LOAD
33092371 | COMED | ZONE | COMED | 32407663 | 384 HARR | 69 KV | TR72 12 | LOAD
33092371 | COMED | ZONE | COMED | 32407665 | 385 15TH | 69 KV | TR61 12 | LOAD
33092371 | COMED | ZONE | COMED | 32407667 | 386 PECA | 138 KV | TR71 12 | LOAD
33092371 | COMED | ZONE | COMED | 32407669 | 387 BLAC | 138 KV | TR71 12 | LOAD
33092371 | COMED | ZONE | COMED | 32407671 | 387 BLAC | 138 KV | TR73 12 | LOAD
33092371 | COMED | ZONE | COMED | 32407673 | 388 HARL | 138 KV | TR71 12 | LOAD
33092371 | COMED | ZONE | COMED | 32407675 | 388 HARL | 138 KV | TR72 12 | LOAD
33092371 | COMED | ZONE | COMED | 32407677 | 389 E RO | 138 KV | TR72 12 | LOAD
33092371 | COMED | ZONE | COMED | 32407679 | 389 E RO | 138 KV | TR73 12 | LOAD
33092371 | COMED | ZONE | COMED | 32407681 | 39 PORTA | 138 KV | TR71 12 | LOAD
33092371 | COMED | ZONE | COMED | 32407683 | 39 PORTA | 138 KV | TR72 12 | LOAD
33092371 | COMED | ZONE | COMED | 32407685 | 39 PORTA | 138 KV | TR73 12 | LOAD
33092371 | COMED | ZONE | COMED | 32407687 | 39 PORTA | 138 KV | TR74 12 | LOAD
33092371 | COMED | ZONE | COMED | 32407689 | 39 PORTA | 138 KV | TR75 12 | LOAD
33092371 | COMED | ZONE | COMED | 32407691 | 39 PORTA | 138 KV | TR76 12 | LOAD
33092371 | COMED | ZONE | COMED | 32407693 | 39 PORTA | 138 KV | TR77 12 | LOAD
33092371 | COMED | ZONE | COMED | 2156113371 | 39 PORTA | 138 KV | TR78 12 | LOAD
33092371 | COMED | ZONE | COMED | 32407695 | 390 SO P | 138 KV | TR71 12 | LOAD
33092371 | COMED | ZONE | COMED | 67719543 | 391 ARGY | 138 KV | TR71 | LOAD
33092371 | COMED | ZONE | COMED | 1132283617 | 391 ARGY | 138 KV | TR72 | LOAD
33092371 | COMED | ZONE | COMED | 1132283618 | 391 ARGY | 138 KV | TR73 | LOAD
33092371 | COMED | ZONE | COMED | 1132283619 | 391 ARGY | 138 KV | TR74 | LOAD
33092371 | COMED | ZONE | COMED | 32407697 | 4 QUAD C | 13.5 KV | LATR81 | LOAD
33092371 | COMED | ZONE | COMED | 32407699 | 4 QUAD C | 13.5 KV | LATR82 | LOAD
33092371 | COMED | ZONE | COMED | 32407701 | 4 QUAD C | 18 KV | ATR11 04 | LOAD
33092371 | COMED | ZONE | COMED | 32407703 | 4 QUAD C | 18 KV | ATR21 04 | LOAD
33092371 | COMED | ZONE | COMED | 32407705 | 4 QUAD C | 345 KV | ATR12 04 | LOAD
33092371 | COMED | ZONE | COMED | 32407707 | 4 QUAD C | 345 KV | ATR22 04 | LOAD
33092371 | COMED | ZONE | COMED | 32407709 | 40 DIVER | 138 KV | TR71 12 | LOAD
33092371 | COMED | ZONE | COMED | 32407711 | 40 DIVER | 138 KV | TR72 12 | LOAD
33092371 | COMED | ZONE | COMED | 32407713 | 40 DIVER | 138 KV | TR73 12 | LOAD
33092371 | COMED | ZONE | COMED | 32407715 | 40 DIVER | 138 KV | TR74 12 | LOAD
33092371 | COMED | ZONE | COMED | 32407717 | 406 NEW | 138 KV | TR71 12 | LOAD
33092371 | COMED | ZONE | COMED | 32407719 | 406 NEW | 138 KV | TR73 12 | LOAD
33092371 | COMED | ZONE | COMED | 93353421 | 406 NEW | 138 KV | TR74 12 | LOAD
33092371 | COMED | ZONE | COMED | 1379255470 | 409 JOLI | 34.5 KV | TR76LD | LOAD
33092371 | COMED | ZONE | COMED | 1379255471 | 409 JOLI | 34.5 KV | TR77LD | LOAD
33092371 | COMED | ZONE | COMED | 1379255472 | 409 JOLI | 34.5 KV | TR78LD | LOAD
33092371 | COMED | ZONE | COMED | 32407721 | 41 ROSEL | 69 KV | TR61 12 | LOAD
33092371 | COMED | ZONE | COMED | 32407723 | 41 ROSEL | 69 KV | TR62 12 | LOAD
33092371 | COMED | ZONE | COMED | 32407725 | 41 ROSEL | 69 KV | TR63 12 | LOAD
33092371 | COMED | ZONE | COMED | 32407727 | 411 ROME | 138 KV | TR71 12 | LOAD
33092371 | COMED | ZONE | COMED | 32407729 | 411 ROME | 138 KV | TR72 12 | LOAD
33092371 | COMED | ZONE | COMED | 32407731 | 414 ROBE | 138 KV | TR71 12 | LOAD
33092371 | COMED | ZONE | COMED | 32407733 | 414 ROBE | 138 KV | TR72 12 | LOAD
33092371 | COMED | ZONE | COMED | 32407735 | 416 BELL | 138 KV | TR71 12 | LOAD
33092371 | COMED | ZONE | COMED | 32407737 | 416 BELL | 138 KV | TR72 12 | LOAD
33092371 | COMED | ZONE | COMED | 32407739 | 416 BELL | 138 KV | TR73 12 | LOAD
33092371 | COMED | ZONE | COMED | 53048713 | 416 BELL | 138 KV | TR74 | LOAD
33092371 | COMED | ZONE | COMED | 32407741 | 419 TINL | 138 KV | TR71 12 | LOAD
33092371 | COMED | ZONE | COMED | 32407743 | 419 TINL | 138 KV | TR72 12 | LOAD
33092371 | COMED | ZONE | COMED | 32407745 | 419 TINL | 138 KV | TR73 12 | LOAD
33092371 | COMED | ZONE | COMED | 32407747 | 419 TINL | 138 KV | TR74 12 | LOAD
33092371 | COMED | ZONE | COMED | 32407759 | 42 ROUND | 138 KV | TR71 12 | LOAD
33092371 | COMED | ZONE | COMED | 32407761 | 42 ROUND | 138 KV | TR72 12 | LOAD
33092371 | COMED | ZONE | COMED | 32407749 | 42 ROUND | 34.5 KV | L4262 | LOAD
33092371 | COMED | ZONE | COMED | 32407751 | 42 ROUND | 34.5 KV | L4268 | LOAD
33092371 | COMED | ZONE | COMED | 32407755 | 42 ROUND | 34.5 KV | L4280 | LOAD
33092371 | COMED | ZONE | COMED | 32407757 | 42 ROUND | 34.5 KV | L4281 | LOAD
33092371 | COMED | ZONE | COMED | 32407753 | 42 ROUND | 34.5 KV | L4283 | LOAD
33092371 | COMED | ZONE | COMED | 2156114160 | 42 ROUND | 34.5 KV | L4285 | LOAD
33092371 | COMED | ZONE | COMED | 93353423 | 43 WILDW | 12.5 KV | LOAD | LOAD
33092371 | COMED | ZONE | COMED | 1248981874 | 43 WILDW | 12.5 KV | TR74 | LOAD
33092371 | COMED | ZONE | COMED | 32407767 | 431 SHOR | 138 KV | TR71 12 | LOAD
33092371 | COMED | ZONE | COMED | 112585989 | 431 SHOR | 138 KV | TR72 12 | LOAD
33092371 | COMED | ZONE | COMED | 32407769 | 431 SHOR | 138 KV | TR73 12 | LOAD
33092371 | COMED | ZONE | COMED | 44460831 | 431 SHOR | 138 KV | TR74 12 | LOAD
33092371 | COMED | ZONE | COMED | 41935421 | 433 CHAN | 138 KV | TR71 12 | LOAD
33092371 | COMED | ZONE | COMED | 1368999588 | 433 CHAN | 138 KV | TR76 34 | LOAD
33092371 | COMED | ZONE | COMED | 32407771 | 435 CC H | 138 KV | TR71 12 | LOAD
33092371 | COMED | ZONE | COMED | 32407773 | 435 CC H | 138 KV | TR72 12 | LOAD
33092371 | COMED | ZONE | COMED | 32407775 | 435 CC H | 138 KV | TR73 12 | LOAD
33092371 | COMED | ZONE | COMED | 32407777 | 436 HILL | 138 KV | TR71 12 | LOAD
33092371 | COMED | ZONE | COMED | 32407779 | 436 HILL | 138 KV | TR72 12 | LOAD
33092371 | COMED | ZONE | COMED | 32407781 | 436 HILL | 138 KV | TR73 12 | LOAD
33092371 | COMED | ZONE | COMED | 32407783 | 436 HILL | 138 KV | TR74 12 | LOAD
33092371 | COMED | ZONE | COMED | 32407785 | 439 ROCK | 138 KV | TR71 12 | LOAD
33092371 | COMED | ZONE | COMED | 32407787 | 439 ROCK | 138 KV | TR72 12 | LOAD
33092371 | COMED | ZONE | COMED | 32407797 | 440 PALO | 138 KV | TR71 12 | LOAD
33092371 | COMED | ZONE | COMED | 32407799 | 440 PALO | 138 KV | TR72 12 | LOAD
33092371 | COMED | ZONE | COMED | 32407801 | 443 HARV | 138 KV | TR71 12 | LOAD
33092371 | COMED | ZONE | COMED | 32407803 | 443 HARV | 138 KV | TR73 12 | LOAD
33092371 | COMED | ZONE | COMED | 45565833 | 444 MINO | 138 KV | TR71 12 | LOAD
33092371 | COMED | ZONE | COMED | 45565835 | 444 MINO | 138 KV | TR72 12 | LOAD
33092371 | COMED | ZONE | COMED | 32407805 | 446 LANS | 138 KV | TR71 12 | LOAD
33092371 | COMED | ZONE | COMED | 32407807 | 446 LANS | 138 KV | TR72 12 | LOAD
33092371 | COMED | ZONE | COMED | 32407809 | 447 SANR | 138 KV | TR71 12 | LOAD
33092371 | COMED | ZONE | COMED | 32407811 | 447 SANR | 138 KV | TR72 12 | LOAD
33092371 | COMED | ZONE | COMED | 32407813 | 45 JEFFE | 138 KV | TR71 12 | LOAD
33092371 | COMED | ZONE | COMED | 32407815 | 45 JEFFE | 138 KV | TR72 12 | LOAD
33092371 | COMED | ZONE | COMED | 32407817 | 45 JEFFE | 138 KV | TR73 12 | LOAD
33092371 | COMED | ZONE | COMED | 32407819 | 45 JEFFE | 138 KV | TR74 12 | LOAD
33092371 | COMED | ZONE | COMED | 2156111890 | 45 JEFFE | 138 KV | TR75_12 | LOAD
33092371 | COMED | ZONE | COMED | 32407821 | 451 MOKE | 138 KV | TR71 12 | LOAD
33092371 | COMED | ZONE | COMED | 32407823 | 451 MOKE | 138 KV | TR72 12 | LOAD
33092371 | COMED | ZONE | COMED | 32407825 | 451 MOKE | 138 KV | TR73 12 | LOAD
33092371 | COMED | ZONE | COMED | 32407827 | 451 MOKE | 138 KV | TR74 12 | LOAD
33092371 | COMED | ZONE | COMED | 32407829 | 452 GLEN | 138 KV | TR71 12 | LOAD
33092371 | COMED | ZONE | COMED | 32407831 | 452 GLEN | 138 KV | TR72 12 | LOAD
33092371 | COMED | ZONE | COMED | 32407833 | 452 GLEN | 138 KV | TR73 12 | LOAD
33092371 | COMED | ZONE | COMED | 32407835 | 452 GLEN | 138 KV | TR74 12 | LOAD
33092371 | COMED | ZONE | COMED | 32407837 | 453 WOOD | 138 KV | TR71 12 | LOAD
33092371 | COMED | ZONE | COMED | 2156111838 | 453 WOOD | 138 KV | TR72_12 | LOAD
33092371 | COMED | ZONE | COMED | 32407839 | 453 WOOD | 138 KV | TR73 12 | LOAD
33092371 | COMED | ZONE | COMED | 32407841 | 454 PLAI | 138 KV | TR71 12 | LOAD
33092371 | COMED | ZONE | COMED | 48933977 | 454 PLAI | 138 KV | TR72 12 | LOAD
33092371 | COMED | ZONE | COMED | 32407843 | 454 PLAI | 138 KV | TR73 12 | LOAD
33092371 | COMED | ZONE | COMED | 32407845 | 456 JOL | 138 KV | TR71 12 | LOAD
33092371 | COMED | ZONE | COMED | 32407847 | 456 JOL | 138 KV | TR72 12 | LOAD
33092371 | COMED | ZONE | COMED | 32407849 | 457 PK F | 138 KV | TR71 12 | LOAD
33092371 | COMED | ZONE | COMED | 32407851 | 457 PK F | 138 KV | TR72 12 | LOAD
33092371 | COMED | ZONE | COMED | 32407853 | 458 GREE | 138 KV | TR71 12 | LOAD
33092371 | COMED | ZONE | COMED | 32407855 | 458 GREE | 138 KV | TR72 12 | LOAD
33092371 | COMED | ZONE | COMED | 32407857 | 46 DESPL | 138 KV | TR72 12 | LOAD
33092371 | COMED | ZONE | COMED | 32407859 | 46 DESPL | 138 KV | TR73 12 | LOAD
33092371 | COMED | ZONE | COMED | 32407861 | 46 DESPL | 138 KV | TR74 12 | LOAD
33092371 | COMED | ZONE | COMED | 32407863 | 46 DESPL | 138 KV | TR77 34 | LOAD
33092371 | COMED | ZONE | COMED | 32407865 | 46 DESPL | 138 KV | TR78 34 | LOAD
33092371 | COMED | ZONE | COMED | 32407867 | 461 CRES | 138 KV | TR71 12 | LOAD
33092371 | COMED | ZONE | COMED | 32407869 | 461 CRES | 138 KV | TR72 12 | LOAD
33092371 | COMED | ZONE | COMED | 32407871 | 461 CRES | 138 KV | TR73 12 | LOAD
33092371 | COMED | ZONE | COMED | 32407873 | 461 CRES | 138 KV | TR74 12 | LOAD
33092371 | COMED | ZONE | COMED | 32407875 | 465 S HO | 138 KV | TR71 12 | LOAD
33092371 | COMED | ZONE | COMED | 32407877 | 465 S HO | 138 KV | TR72 12 | LOAD
33092371 | COMED | ZONE | COMED | 32407879 | 465 S HO | 138 KV | TR73 12 | LOAD
33092371 | COMED | ZONE | COMED | 32407881 | 469 EVRG | 138 KV | TR71 12 | LOAD
33092371 | COMED | ZONE | COMED | 32407883 | 469 EVRG | 138 KV | TR73 12 | LOAD
33092371 | COMED | ZONE | COMED | 2156114293 | 469 EVRG | 138 KV | TR74_12 | LOAD
33092371 | COMED | ZONE | COMED | 32407885 | 47 EVANS | 138 KV | TR71 12 | LOAD
33092371 | COMED | ZONE | COMED | 32407887 | 47 EVANS | 138 KV | TR72 12 | LOAD
33092371 | COMED | ZONE | COMED | 32407889 | 47 EVANS | 138 KV | TR73 12 | LOAD
33092371 | COMED | ZONE | COMED | 32407891 | 47 EVANS | 138 KV | TR74 12 | LOAD
33092371 | COMED | ZONE | COMED | 32407893 | 47 EVANS | 138 KV | TR77 34 | LOAD
33092371 | COMED | ZONE | COMED | 32407895 | 47 EVANS | 138 KV | TR78 34 | LOAD
33092371 | COMED | ZONE | COMED | 32407897 | 470 ORLA | 138 KV | TR71 12 | LOAD
33092371 | COMED | ZONE | COMED | 32407899 | 470 ORLA | 138 KV | TR72 12 | LOAD
33092371 | COMED | ZONE | COMED | 32407901 | 474 BRIG | 138 KV | TR71 12 | LOAD
33092371 | COMED | ZONE | COMED | 32407903 | 474 BRIG | 138 KV | TR72 12 | LOAD
33092371 | COMED | ZONE | COMED | 32407905 | 48 HIGHL | 12 KV | FC481 | LOAD
33092371 | COMED | ZONE | COMED | 32407907 | 48 HIGHL | 12 KV | FC482 | LOAD
33092371 | COMED | ZONE | COMED | 32407909 | 48 HIGHL | 12 KV | FC484 | LOAD
33092371 | COMED | ZONE | COMED | 32407911 | 48 HIGHL | 12 KV | FC485 | LOAD
33092371 | COMED | ZONE | COMED | 32407913 | 48 HIGHL | 12 KV | FC486 | LOAD
33092371 | COMED | ZONE | COMED | 32407915 | 48 HIGHL | 12 KV | FC487 | LOAD
33092371 | COMED | ZONE | COMED | 32407917 | 48 HIGHL | 12 KV | FC489 | LOAD
33092371 | COMED | ZONE | COMED | 32407919 | 48 HIGHL | 34.5 KV | L4834 1 | LOAD
33092371 | COMED | ZONE | COMED | 32407921 | 48 HIGHL | 34.5 KV | L4863 1 | LOAD
33092371 | COMED | ZONE | COMED | 32407923 | 48 HIGHL | 34.5 KV | L4866 1 | LOAD
33092371 | COMED | ZONE | COMED | 32407925 | 48 HIGHL | 34.5 KV | L4867 1 | LOAD
33092371 | COMED | ZONE | COMED | 32407927 | 48 HIGHL | 34.5 KV | L4881 1 | LOAD
33092371 | COMED | ZONE | COMED | 1165470552 | 480 VET | 138 KV | TR71 | LOAD
33092371 | COMED | ZONE | COMED | 1379256040 | 480 VET | 138 KV | TR72 | LOAD
33092371 | COMED | ZONE | COMED | 32407929 | 487 ARCH | 138 KV | TR71 12 | LOAD
33092371 | COMED | ZONE | COMED | 32407931 | 487 ARCH | 138 KV | TR72 12 | LOAD
33092371 | COMED | ZONE | COMED | 32407933 | 49 PLYMO | 69 KV | TR1 12 | LOAD
33092371 | COMED | ZONE | COMED | 32407935 | 49 PLYMO | 69 KV | TR2 12 | LOAD
33092371 | COMED | ZONE | COMED | 32407937 | 49 PLYMO | 69 KV | TR3 12 | LOAD
33092371 | COMED | ZONE | COMED | 32407939 | 49 PLYMO | 69 KV | TR4 12 | LOAD
33092371 | COMED | ZONE | COMED | 34884487 | 499 WEBE | 138 KV | TR71 12 | LOAD
33092371 | COMED | ZONE | COMED | 34884489 | 499 WEBE | 138 KV | TR72 12 | LOAD
33092371 | COMED | ZONE | COMED | 32407941 | 505 OAK | 138 KV | TR71 12 | LOAD
33092371 | COMED | ZONE | COMED | 32407943 | 505 OAK | 138 KV | TR72 12 | LOAD
33092371 | COMED | ZONE | COMED | 32407945 | 505 OAK | 138 KV | TR73 12 | LOAD
33092371 | COMED | ZONE | COMED | 32407947 | 51 MC CO | 138 KV | TR72 12 | LOAD
33092371 | COMED | ZONE | COMED | 32407949 | 51 MC CO | 138 KV | TR73 12 | LOAD
33092371 | COMED | ZONE | COMED | 2156109309 | 51 MC CO | 138 KV | TR74 34 | LOAD
33092371 | COMED | ZONE | COMED | 32407951 | 51 MC CO | 138 KV | TR76 34 | LOAD
33092371 | COMED | ZONE | COMED | 2156110446 | 51 MC CO | 138 KV | TR77 34 | LOAD
33092371 | COMED | ZONE | COMED | 32407953 | 51 MC CO | 138 KV | TR78 34 | LOAD
33092371 | COMED | ZONE | COMED | 32407955 | 51 MC CO | 138 KV | TR79 34 | LOAD
33092371 | COMED | ZONE | COMED | 76427719 | 510 WEST | 138 KV | TR71 | LOAD
33092371 | COMED | ZONE | COMED | 76427721 | 510 WEST | 138 KV | TR72 | LOAD
33092371 | COMED | ZONE | COMED | 32407957 | 517 SAYR | 138 KV | TR72 12 | LOAD
33092371 | COMED | ZONE | COMED | 32407959 | 517 SAYR | 138 KV | TR73 12 | LOAD
33092371 | COMED | ZONE | COMED | 32407961 | 52 HAWTH | 69 KV | TR61 12 | LOAD
33092371 | COMED | ZONE | COMED | 32407963 | 52 HAWTH | 69 KV | TR62 12 | LOAD
33092371 | COMED | ZONE | COMED | 32407965 | 52 HAWTH | 69 KV | TR63 12 | LOAD
33092371 | COMED | ZONE | COMED | 67719545 | 521 BRIS | 138 KV | TR71 | LOAD
33092371 | COMED | ZONE | COMED | 67719547 | 521 BRIS | 138 KV | TR72 | LOAD
33092371 | COMED | ZONE | COMED | 1356151741 | 525 NORM | 138 KV | TR71 | LOAD
33092371 | COMED | ZONE | COMED | 1356151742 | 525 NORM | 138 KV | TR72 | LOAD
33092371 | COMED | ZONE | COMED | 55578545 | 527PLANO | 138 KV | TR76 | LOAD
33092371 | COMED | ZONE | COMED | 32407967 | 531 BRID | 138 KV | TR71 12 | LOAD
33092371 | COMED | ZONE | COMED | 32407969 | 531 BRID | 138 KV | TR72 12 | LOAD
33092371 | COMED | ZONE | COMED | 32407971 | 539 WVIL | 138 KV | TR71 12 | LOAD
33092371 | COMED | ZONE | COMED | 32407973 | 539 WVIL | 138 KV | TR73 12 | LOAD
33092371 | COMED | ZONE | COMED | 78711741 | 539 WVIL | 138 KV | TR74 12 | LOAD
33092371 | COMED | ZONE | COMED | 32407975 | 54 CLYBO | 138 KV | TR71 12 | LOAD
33092371 | COMED | ZONE | COMED | 32407977 | 54 CLYBO | 138 KV | TR72 12 | LOAD
33092371 | COMED | ZONE | COMED | 32407979 | 54 CLYBO | 138 KV | TR73 12 | LOAD
33092371 | COMED | ZONE | COMED | 32407981 | 54 CLYBO | 138 KV | TR74 12 | LOAD
33092371 | COMED | ZONE | COMED | 32407983 | 549 BERK | 138 KV | TR71 12 | LOAD
33092371 | COMED | ZONE | COMED | 32407985 | 549 BERK | 138 KV | TR73 12 | LOAD
33092371 | COMED | ZONE | COMED | 32407987 | 55 HEGEW | 138 KV | TR71 12 | LOAD
33092371 | COMED | ZONE | COMED | 32407989 | 55 HEGEW | 138 KV | TR72 12 | LOAD
33092371 | COMED | ZONE | COMED | 32407991 | 55 HEGEW | 138 KV | TR75 12 | LOAD
33092371 | COMED | ZONE | COMED | 32407993 | 55 HEGEW | 138 KV | TR76 12 | LOAD
33092371 | COMED | ZONE | COMED | 32407995 | 550 CLEA | 138 KV | TR71 12 | LOAD
33092371 | COMED | ZONE | COMED | 32407997 | 550 CLEA | 138 KV | TR72 12 | LOAD
33092371 | COMED | ZONE | COMED | 32407999 | 550 CLEA | 138 KV | TR73 12 | LOAD
33092371 | COMED | ZONE | COMED | 32408001 | 552 ADDI | 138 KV | TR71 12 | LOAD
33092371 | COMED | ZONE | COMED | 32408003 | 552 ADDI | 138 KV | TR72 12 | LOAD
33092371 | COMED | ZONE | COMED | 32408005 | 555 GLEN | 138 KV | TR71 12 | LOAD
33092371 | COMED | ZONE | COMED | 32408007 | 555 GLEN | 138 KV | TR72 12 | LOAD
33092371 | COMED | ZONE | COMED | 32408009 | 556 BERW | 69 KV | TR61 12 | LOAD
33092371 | COMED | ZONE | COMED | 32408011 | 556 BERW | 69 KV | TR63 12 | LOAD
33092371 | COMED | ZONE | COMED | 32408013 | 557 BUTT | 138 KV | TR71 12 | LOAD
33092371 | COMED | ZONE | COMED | 32408015 | 557 BUTT | 138 KV | TR72 12 | LOAD
33092371 | COMED | ZONE | COMED | 32408017 | 559 WOOD | 138 KV | TR71 12 | LOAD
33092371 | COMED | ZONE | COMED | 32408019 | 559 WOOD | 138 KV | TR72 12 | LOAD
33092371 | COMED | ZONE | COMED | 32408037 | 56 NO AU | 138 KV | TR71 12 | LOAD
33092371 | COMED | ZONE | COMED | 32408039 | 56 NO AU | 138 KV | TR72 12 | LOAD
33092371 | COMED | ZONE | COMED | 32408041 | 56 NO AU | 138 KV | TR73 12 | LOAD
33092371 | COMED | ZONE | COMED | 32408043 | 56 NO AU | 138 KV | TR74 12 | LOAD
33092371 | COMED | ZONE | COMED | 32408021 | 56 NO AU | 34.5 KV | L10641 | LOAD
33092371 | COMED | ZONE | COMED | 32408023 | 56 NO AU | 34.5 KV | L10642 | LOAD
33092371 | COMED | ZONE | COMED | 32408025 | 56 NO AU | 34.5 KV | L5631 | LOAD
33092371 | COMED | ZONE | COMED | 32408027 | 56 NO AU | 34.5 KV | L5633 | LOAD
33092371 | COMED | ZONE | COMED | 32408029 | 56 NO AU | 34.5 KV | L5635 | LOAD
33092371 | COMED | ZONE | COMED | 32408031 | 56 NO AU | 34.5 KV | L5637 | LOAD
33092371 | COMED | ZONE | COMED | 32408033 | 56 NO AU | 34.5 KV | L5639 | LOAD
33092371 | COMED | ZONE | COMED | 32408035 | 56 NO AU | 34.5 KV | L5640 | LOAD
33092371 | COMED | ZONE | COMED | 32408045 | 560 GRAC | 138 KV | TR71 12 | LOAD
33092371 | COMED | ZONE | COMED | 32408047 | 560 GRAC | 138 KV | TR72 12 | LOAD
33092371 | COMED | ZONE | COMED | 32408049 | 561 BOLN | 138 KV | TR71 12 | LOAD
33092371 | COMED | ZONE | COMED | 32408051 | 561 BOLN | 138 KV | TR72 12 | LOAD
33092371 | COMED | ZONE | COMED | 32408053 | 561 BOLN | 138 KV | TR73 12 | LOAD
33092371 | COMED | ZONE | COMED | 32408055 | 561 BOLN | 138 KV | TR74 12 | LOAD
33092371 | COMED | ZONE | COMED | 32408057 | 562 GLEN | 138 KV | TR71 12 | LOAD
33092371 | COMED | ZONE | COMED | 32408059 | 562 GLEN | 138 KV | TR72 12 | LOAD
33092371 | COMED | ZONE | COMED | 32408061 | 562 GLEN | 138 KV | TR73 12 | LOAD
33092371 | COMED | ZONE | COMED | 32408063 | 562 GLEN | 138 KV | TR74 12 | LOAD
33092371 | COMED | ZONE | COMED | 32408065 | 563 HANO | 138 KV | TR71 12 | LOAD
33092371 | COMED | ZONE | COMED | 32408067 | 563 HANO | 138 KV | TR72 12 | LOAD
33092371 | COMED | ZONE | COMED | 32408069 | 565 NORD | 138 KV | TR71 12 | LOAD
33092371 | COMED | ZONE | COMED | 32408071 | 565 NORD | 138 KV | TR72 12 | LOAD
33092371 | COMED | ZONE | COMED | 32408073 | 566 OAKB | 138 KV | TR71 12 | LOAD
33092371 | COMED | ZONE | COMED | 32408075 | 566 OAKB | 138 KV | TR72 12 | LOAD
33092371 | COMED | ZONE | COMED | 32408077 | 566 OAKB | 138 KV | TR73 12 | LOAD
33092371 | COMED | ZONE | COMED | 32408079 | 566 OAKB | 138 KV | TR74 12 | LOAD
33092371 | COMED | ZONE | COMED | 32408081 | 568 CHUR | 138 KV | TR71 12 | LOAD
33092371 | COMED | ZONE | COMED | 32408083 | 568 CHUR | 138 KV | TR72 12 | LOAD
33092371 | COMED | ZONE | COMED | 32408085 | 569 SUGA | 138 KV | TR72 12 | LOAD
33092371 | COMED | ZONE | COMED | 32408087 | 569 SUGA | 138 KV | TR73 12 | LOAD
33092371 | COMED | ZONE | COMED | 36181249 | 569 SUGA | 138 KV | TR77 34 | LOAD
33092371 | COMED | ZONE | COMED | 32408089 | 57 FORES | 69 KV | TR1 12 | LOAD
33092371 | COMED | ZONE | COMED | 32408091 | 57 FORES | 69 KV | TR2 12 | LOAD
33092371 | COMED | ZONE | COMED | 32408093 | 57 FORES | 69 KV | TR3 12 | LOAD
33092371 | COMED | ZONE | COMED | 32408095 | 570 ELGI | 138 KV | TR71 12 | LOAD
33092371 | COMED | ZONE | COMED | 32408097 | 570 ELGI | 138 KV | TR72 12 | LOAD
33092371 | COMED | ZONE | COMED | 32408099 | 570 ELGI | 138 KV | TR73 12 | LOAD
33092371 | COMED | ZONE | COMED | 33884123 | 570 ELGI | 138 KV | TR74 12 | LOAD
33092371 | COMED | ZONE | COMED | 93353427 | 572 GILB | 138 KV | TR71 12 | LOAD
33092371 | COMED | ZONE | COMED | 32408101 | 572 GILB | 138 KV | TR72 12 | LOAD
33092371 | COMED | ZONE | COMED | 32408103 | 572 GILB | 138 KV | TR73 12 | LOAD
33092371 | COMED | ZONE | COMED | 32408105 | 574 BART | 138 KV | TR71 12 | LOAD
33092371 | COMED | ZONE | COMED | 32408107 | 574 BART | 138 KV | TR72 12 | LOAD
33092371 | COMED | ZONE | COMED | 32408109 | 574 BART | 138 KV | TR73 12 | LOAD
33092371 | COMED | ZONE | COMED | 32408111 | 574 BART | 138 KV | TR74 12 | LOAD
33092371 | COMED | ZONE | COMED | 32408119 | 577 S EL | 138 KV | TR71 12 | LOAD
33092371 | COMED | ZONE | COMED | 32408121 | 577 S EL | 138 KV | TR73 12 | LOAD
33092371 | COMED | ZONE | COMED | 32408113 | 577 S EL | 34.5 KV | L57736 | LOAD
33092371 | COMED | ZONE | COMED | 32408115 | 577 S EL | 34.5 KV | L57737 | LOAD
33092371 | COMED | ZONE | COMED | 32408117 | 577 S EL | 34.5 KV | L57739 | LOAD
33092371 | COMED | ZONE | COMED | 32408123 | 580 DOWN | 138 KV | TR71 12 | LOAD
33092371 | COMED | ZONE | COMED | 32408125 | 580 DOWN | 138 KV | TR72 12 | LOAD
33092371 | COMED | ZONE | COMED | 32408127 | 580 DOWN | 138 KV | TR73 12 | LOAD
33092371 | COMED | ZONE | COMED | 32408129 | 580 DOWN | 138 KV | TR74 12 | LOAD
33092371 | COMED | ZONE | COMED | 32408131 | 581 FRON | 138 KV | TR71 12 | LOAD
33092371 | COMED | ZONE | COMED | 32408133 | 581 FRON | 138 KV | TR72 12 | LOAD
33092371 | COMED | ZONE | COMED | 32408135 | 581 FRON | 138 KV | TR73 12 | LOAD
33092371 | COMED | ZONE | COMED | 32408137 | 581 FRON | 138 KV | TR74 12 | LOAD
33092371 | COMED | ZONE | COMED | 32408139 | 59 CICER | 69 KV | TR61 12 | LOAD
33092371 | COMED | ZONE | COMED | 32408141 | 59 CICER | 69 KV | TR62 12 | LOAD
33092371 | COMED | ZONE | COMED | 32408143 | 59 CICER | 69 KV | TR63 12 | LOAD
33092371 | COMED | ZONE | COMED | 32408145 | 592 OSWE | 138 KV | TR71 12 | LOAD
33092371 | COMED | ZONE | COMED | 32408147 | 592 OSWE | 138 KV | TR73 12 | LOAD
33092371 | COMED | ZONE | COMED | 67719549 | 592 OSWE | 138 KV | TR74 12 | LOAD
33092371 | COMED | ZONE | COMED | 32408149 | 593 WILL | 138 KV | TR72 12 | LOAD
33092371 | COMED | ZONE | COMED | 32408151 | 593 WILL | 138 KV | TR73 12 | LOAD
33092371 | COMED | ZONE | COMED | 32408153 | 595 PLSN | 138 KV | TR71 12 | LOAD
33092371 | COMED | ZONE | COMED | 32408155 | 595 PLSN | 138 KV | TR72 12 | LOAD
33092371 | COMED | ZONE | COMED | 32408157 | 595 PLSN | 138 KV | TR73 12 | LOAD
33092371 | COMED | ZONE | COMED | 44460833 | 595 PLSN | 138 KV | TR74 12 | LOAD
33092371 | COMED | ZONE | COMED | 32408161 | 6 BYRON | 25 KV | AT141104 | LOAD
33092371 | COMED | ZONE | COMED | 32408159 | 6 BYRON | 25 KV | AT141204 | LOAD
33092371 | COMED | ZONE | COMED | 32408165 | 6 BYRON | 25 KV | AT241104 | LOAD
33092371 | COMED | ZONE | COMED | 32408163 | 6 BYRON | 25 KV | AT241204 | LOAD
33092371 | COMED | ZONE | COMED | 32408169 | 6 BYRON | 345 KV | AT142104 | LOAD
33092371 | COMED | ZONE | COMED | 2041954601 | 6 BYRON | 345 KV | AT1422 | LOAD
33092371 | COMED | ZONE | COMED | 32408173 | 6 BYRON | 345 KV | AT242104 | LOAD
33092371 | COMED | ZONE | COMED | 2041954619 | 6 BYRON | 345 KV | AT2422 | LOAD
33092371 | COMED | ZONE | COMED | 32408175 | 60 ALSIP | 138 KV | TR71 12 | LOAD
33092371 | COMED | ZONE | COMED | 32408177 | 60 ALSIP | 138 KV | TR72 12 | LOAD
33092371 | COMED | ZONE | COMED | 32408179 | 60 ALSIP | 138 KV | TR73 12 | LOAD
33092371 | COMED | ZONE | COMED | 32408181 | 60 ALSIP | 138 KV | TR74 12 | LOAD
33092371 | COMED | ZONE | COMED | 32408183 | 60 ALSIP | 138 KV | TR76 34 | LOAD
33092371 | COMED | ZONE | COMED | 32408185 | 60 ALSIP | 138 KV | TR77 34 | LOAD
33092371 | COMED | ZONE | COMED | 32408195 | 61 STREA | 34.5 KV | L6160 | LOAD
33092371 | COMED | ZONE | COMED | 32408187 | 61 STREA | 34.5 KV | L6161 | LOAD
33092371 | COMED | ZONE | COMED | 32408189 | 61 STREA | 34.5 KV | L6162 | LOAD
33092371 | COMED | ZONE | COMED | 32408193 | 61 STREA | 34.5 KV | L6165 | LOAD
33092371 | COMED | ZONE | COMED | 32408191 | 61 STREA | 34.5 KV | L6167 | LOAD
33092371 | COMED | ZONE | COMED | 32408197 | 61 STREA | 34.5 KV | L6191 | LOAD
33092371 | COMED | ZONE | COMED | 32408199 | 63 SAWYE | 138 KV | TR71 12 | LOAD
33092371 | COMED | ZONE | COMED | 32408201 | 63 SAWYE | 138 KV | TR72 12 | LOAD
33092371 | COMED | ZONE | COMED | 32408203 | 63 SAWYE | 138 KV | TR73 12 | LOAD
33092371 | COMED | ZONE | COMED | 32408205 | 63 SAWYE | 138 KV | TR74 12 | LOAD
33092371 | COMED | ZONE | COMED | 32408229 | 64 BELLW | 138 KV | TR72 12 | LOAD
33092371 | COMED | ZONE | COMED | 32408231 | 64 BELLW | 138 KV | TR73 12 | LOAD
33092371 | COMED | ZONE | COMED | 32408233 | 64 BELLW | 138 KV | TR74 12 | LOAD
33092371 | COMED | ZONE | COMED | 32408211 | 64 BELLW | 34.5 KV | L6430 | LOAD
33092371 | COMED | ZONE | COMED | 32408207 | 64 BELLW | 34.5 KV | L6431 | LOAD
33092371 | COMED | ZONE | COMED | 32408209 | 64 BELLW | 34.5 KV | L6432 | LOAD
33092371 | COMED | ZONE | COMED | 2156114112 | 64 BELLW | 34.5 KV | L6433 | LOAD
33092371 | COMED | ZONE | COMED | 2156114115 | 64 BELLW | 34.5 KV | L6434 | LOAD
33092371 | COMED | ZONE | COMED | 2156114091 | 64 BELLW | 34.5 KV | L6435 | LOAD
33092371 | COMED | ZONE | COMED | 32408225 | 64 BELLW | 34.5 KV | L6461 | LOAD
33092371 | COMED | ZONE | COMED | 2156114194 | 64 BELLW | 34.5 KV | L6462 | LOAD
33092371 | COMED | ZONE | COMED | 32408219 | 64 BELLW | 34.5 KV | L6463 | LOAD
33092371 | COMED | ZONE | COMED | 32408213 | 64 BELLW | 34.5 KV | L6464 | LOAD
33092371 | COMED | ZONE | COMED | 32408227 | 64 BELLW | 34.5 KV | L6465 | LOAD
33092371 | COMED | ZONE | COMED | 32408221 | 64 BELLW | 34.5 KV | L6466 | LOAD
33092371 | COMED | ZONE | COMED | 32408223 | 64 BELLW | 34.5 KV | L6467 | LOAD
33092371 | COMED | ZONE | COMED | 32408215 | 64 BELLW | 34.5 KV | L6468 | LOAD
33092371 | COMED | ZONE | COMED | 32408217 | 64 BELLW | 34.5 KV | L6469 | LOAD
33092371 | COMED | ZONE | COMED | 2156114161 | 64 BELLW | 34.5 KV | TR52 | LOAD
33092371 | COMED | ZONE | COMED | 2156114181 | 64 BELLW | 34.5 KV | TR53 | LOAD
33092371 | COMED | ZONE | COMED | 2156114068 | 64 BELLW | 34.5 KV | TR76 | LOAD
33092371 | COMED | ZONE | COMED | 32408235 | 648 NORR | 138 KV | TR71 12 | LOAD
33092371 | COMED | ZONE | COMED | 32408237 | 648 NORR | 138 KV | TR72 12 | LOAD
33092371 | COMED | ZONE | COMED | 32408239 | 648 NORR | 138 KV | TR73 12 | LOAD
33092371 | COMED | ZONE | COMED | 48933979 | 648 NORR | 138 KV | TR74 12 | LOAD
33092371 | COMED | ZONE | COMED | 36181251 | 65 OHIO | 138 KV | TR71 12 | LOAD
33092371 | COMED | ZONE | COMED | 36181253 | 65 OHIO | 138 KV | TR72 12 | LOAD
33092371 | COMED | ZONE | COMED | 36181255 | 65 OHIO | 138 KV | TR73 12 | LOAD
33092371 | COMED | ZONE | COMED | 36181257 | 65 OHIO | 138 KV | TR74 12 | LOAD
33092371 | COMED | ZONE | COMED | 1439643203 | 65 OHIO | 138 KV | TR75 12 | LOAD
33092371 | COMED | ZONE | COMED | 32408249 | 68 LASAL | 138 KV | TR71 12 | LOAD
33092371 | COMED | ZONE | COMED | 32408251 | 68 LASAL | 138 KV | TR72 12 | LOAD
33092371 | COMED | ZONE | COMED | 32408253 | 68 LASAL | 138 KV | TR73 12 | LOAD
33092371 | COMED | ZONE | COMED | 32408255 | 68 LASAL | 138 KV | TR74 12 | LOAD
33092371 | COMED | ZONE | COMED | 32408257 | 69 N CHI | 138 KV | TR77 34 | LOAD
33092371 | COMED | ZONE | COMED | 32408259 | 69 N CHI | 138 KV | TR78 34 | LOAD
33092371 | COMED | ZONE | COMED | 1368999845 | 70 BRADL | 12 KV | TR71 | LOAD
33092371 | COMED | ZONE | COMED | 1368999847 | 70 BRADL | 12 KV | TR72 | LOAD
33092371 | COMED | ZONE | COMED | 1368999846 | 70 BRADL | 12 KV | TR73 | LOAD
33092371 | COMED | ZONE | COMED | 1368999848 | 70 BRADL | 12 KV | TR74 | LOAD
33092371 | COMED | ZONE | COMED | 1368999850 | 70 BRADL | 34.5 KV | TR76 | LOAD
33092371 | COMED | ZONE | COMED | 1368999851 | 70 BRADL | 34.5 KV | TR77 | LOAD
33092371 | COMED | ZONE | COMED | 1368999849 | 70 BRADL | 34.5 KV | TR78 | LOAD
33092371 | COMED | ZONE | COMED | 1368999852 | 70 BRADL | 34.5 KV | TR79 | LOAD
33092371 | COMED | ZONE | COMED | 1183222288 | 70 MODAF | 138 KV | TR70XA | LOAD
33092371 | COMED | ZONE | COMED | 1183222289 | 70 MODAF | 138 KV | TR70XB | LOAD
33092371 | COMED | ZONE | COMED | 1183222287 | 70 MODAF | 138 KV | TR70XC | LOAD
33092371 | COMED | ZONE | COMED | 1183222290 | 70 MODAF | 138 KV | TR70XD | LOAD
33092371 | COMED | ZONE | COMED | 32408293 | 71 HIGGI | 138 KV | TR71 12 | LOAD
33092371 | COMED | ZONE | COMED | 32408295 | 71 HIGGI | 138 KV | TR72 12 | LOAD
33092371 | COMED | ZONE | COMED | 32408297 | 71 HIGGI | 138 KV | TR73 12 | LOAD
33092371 | COMED | ZONE | COMED | 32408299 | 71 HIGGI | 138 KV | TR74 12 | LOAD
33092371 | COMED | ZONE | COMED | 32408301 | 714 MEDI | 138 KV | TR71 12 | LOAD
33092371 | COMED | ZONE | COMED | 32408303 | 714 MEDI | 138 KV | TR72 12 | LOAD
33092371 | COMED | ZONE | COMED | 32408305 | 714 MEDI | 138 KV | TR73 12 | LOAD
33092371 | COMED | ZONE | COMED | 32408307 | 714 MEDI | 138 KV | TR74 12 | LOAD
33092371 | COMED | ZONE | COMED | 32408311 | 72 GOOSE | 34.5 KV | L7280 | LOAD
33092371 | COMED | ZONE | COMED | 32408309 | 72 GOOSE | 34.5 KV | L7281 | LOAD
33092371 | COMED | ZONE | COMED | 32408313 | 72 GOOSE | 34.5 KV | L7282 | LOAD
33092371 | COMED | ZONE | COMED | 32408315 | 72 GOOSE | 34.5 KV | L7284 | LOAD
33092371 | COMED | ZONE | COMED | 32408317 | 72 GOOSE | 34.5 KV | L7285 | LOAD
33092371 | COMED | ZONE | COMED | 32408319 | 73 CHI H | 34.5 KV | L7340 | LOAD
33092371 | COMED | ZONE | COMED | 32408321 | 73 CHI H | 34.5 KV | L7341 | LOAD
33092371 | COMED | ZONE | COMED | 32408323 | 73 CHI H | 34.5 KV | L7342 | LOAD
33092371 | COMED | ZONE | COMED | 32408325 | 73 CHI H | 34.5 KV | L7343 | LOAD
33092371 | COMED | ZONE | COMED | 32408327 | 73 CHI H | 34.5 KV | L7344 | LOAD
33092371 | COMED | ZONE | COMED | 32408329 | 73 CHI H | 34.5 KV | L7345 | LOAD
33092371 | COMED | ZONE | COMED | 32408331 | 73 CHI H | 34.5 KV | L7346 | LOAD
33092371 | COMED | ZONE | COMED | 32408333 | 73 CHI H | 34.5 KV | L7347 | LOAD
33092371 | COMED | ZONE | COMED | 32408335 | 73 CHI H | 34.5 KV | L7359 | LOAD
33092371 | COMED | ZONE | COMED | 32408337 | 745 IC A | 138 KV | TR71 12 | LOAD
33092371 | COMED | ZONE | COMED | 32408339 | 745 IC A | 138 KV | TR72 12 | LOAD
33092371 | COMED | ZONE | COMED | 32408341 | 745 IC A | 138 KV | TR73 12 | LOAD
33092371 | COMED | ZONE | COMED | 32408343 | 745 IC A | 138 KV | TR74 12 | LOAD
33092371 | COMED | ZONE | COMED | 32408357 | 75 CRYST | 138 KV | TR71 12 | LOAD
33092371 | COMED | ZONE | COMED | 32408359 | 75 CRYST | 138 KV | TR72 12 | LOAD
33092371 | COMED | ZONE | COMED | 32408361 | 75 CRYST | 138 KV | TR73 12 | LOAD
33092371 | COMED | ZONE | COMED | 32408363 | 75 CRYST | 138 KV | TR74 12 | LOAD
33092371 | COMED | ZONE | COMED | 32408355 | 75 CRYST | 34.5 KV | L7540 1 | LOAD
33092371 | COMED | ZONE | COMED | 32408347 | 75 CRYST | 34.5 KV | L7541 | LOAD
33092371 | COMED | ZONE | COMED | 32408345 | 75 CRYST | 34.5 KV | L7542 | LOAD
33092371 | COMED | ZONE | COMED | 32408351 | 75 CRYST | 34.5 KV | L7543 | LOAD
33092371 | COMED | ZONE | COMED | 32408349 | 75 CRYST | 34.5 KV | L7544 | LOAD
33092371 | COMED | ZONE | COMED | 32408353 | 75 CRYST | 34.5 KV | L7545 | LOAD
33092371 | COMED | ZONE | COMED | 32408365 | 76 BLUE | 138 KV | TR72 12 | LOAD
33092371 | COMED | ZONE | COMED | 2156109552 | 76 BLUE | 138 KV | TR74 12 | LOAD
33092371 | COMED | ZONE | COMED | 32408367 | 76 BLUE | 138 KV | TR76 12 | LOAD
33092371 | COMED | ZONE | COMED | 32408369 | 76 BLUE | 138 KV | TR76 34 | LOAD
33092371 | COMED | ZONE | COMED | 32408371 | 76 BLUE | 138 KV | TR77 34 | LOAD
33092371 | COMED | ZONE | COMED | 32408373 | 76 BLUE | 138 KV | TR78 12 | LOAD
33092371 | COMED | ZONE | COMED | 32408375 | 76 BLUE | 138 KV | TR78 34 | LOAD
33092371 | COMED | ZONE | COMED | 32408377 | 77 MAZON | 34.5 KV | L7767 | LOAD
33092371 | COMED | ZONE | COMED | 32408379 | 77 MAZON | 34.5 KV | L7768 | LOAD
33092371 | COMED | ZONE | COMED | 32408381 | 77 MAZON | 34.5 KV | L7769 | LOAD
33092371 | COMED | ZONE | COMED | 32408409 | 78 FRANK | 138 KV | TR72 12 | LOAD
33092371 | COMED | ZONE | COMED | 32408411 | 78 FRANK | 138 KV | TR73 12 | LOAD
33092371 | COMED | ZONE | COMED | 32408413 | 78 FRANK | 138 KV | TR74 12 | LOAD
33092371 | COMED | ZONE | COMED | 1123170032 | 78 FRANK | 34.5 KV | TR76 | LOAD
33092371 | COMED | ZONE | COMED | 1123170033 | 78 FRANK | 34.5 KV | TR77 | LOAD
33092371 | COMED | ZONE | COMED | 1123170034 | 78 FRANK | 34.5 KV | TR78 | LOAD
33092371 | COMED | ZONE | COMED | 1123170035 | 78 FRANK | 34.5 KV | TR79 | LOAD
33092371 | COMED | ZONE | COMED | 32408415 | 784 SEAR | 138 KV | TR71 12 | LOAD
33092371 | COMED | ZONE | COMED | 32408417 | 784 SEAR | 138 KV | TR72 12 | LOAD
33092371 | COMED | ZONE | COMED | 32408419 | 784 SEAR | 138 KV | TR73 12 | LOAD
33092371 | COMED | ZONE | COMED | 32408421 | 784 SEAR | 138 KV | TR74 12 | LOAD
33092371 | COMED | ZONE | COMED | 32408423 | 785 ONTA | 138 KV | TR71 12 | LOAD
33092371 | COMED | ZONE | COMED | 32408425 | 785 ONTA | 138 KV | TR72 12 | LOAD
33092371 | COMED | ZONE | COMED | 32408427 | 785 ONTA | 138 KV | TR73 12 | LOAD
33092371 | COMED | ZONE | COMED | 32408429 | 785 ONTA | 138 KV | TR74 12 | LOAD
33092371 | COMED | ZONE | COMED | 78711743 | 79 SPAUL | 138 KV | LOADTR71 | LOAD
33092371 | COMED | ZONE | COMED | 48933981 | 79 SPAUL | 138 KV | TR72 12 | LOAD
33092371 | COMED | ZONE | COMED | 32408431 | 79 SPAUL | 34.5 KV | L7961 | LOAD
33092371 | COMED | ZONE | COMED | 32408433 | 79 SPAUL | 34.5 KV | L7962 | LOAD
33092371 | COMED | ZONE | COMED | 32408435 | 79 SPAUL | 34.5 KV | L7964 | LOAD
33092371 | COMED | ZONE | COMED | 32408437 | 79 SPAUL | 34.5 KV | L7965 | LOAD
33092371 | COMED | ZONE | COMED | 32408439 | 79 SPAUL | 34.5 KV | L7966 | LOAD
33092371 | COMED | ZONE | COMED | 32408441 | 79 SPAUL | 34.5 KV | L7969 | LOAD
33092371 | COMED | ZONE | COMED | 1183222291 | 80 FORTH | 138 KV | TR80XA | LOAD
33092371 | COMED | ZONE | COMED | 1183222292 | 80 FORTH | 138 KV | TR80XB | LOAD
33092371 | COMED | ZONE | COMED | 74008645 | 80 PONTI | 138 KV | LOADTR76 | LOAD
33092371 | COMED | ZONE | COMED | 32408443 | 80 PONTI | 138 KV | TR77 34 | LOAD
33092371 | COMED | ZONE | COMED | 1338419913 | 80 PONTI | 138 KV | TR78 LD | LOAD
33092371 | COMED | ZONE | COMED | 32408445 | 814 DAME | 138 KV | TR72 12 | LOAD
33092371 | COMED | ZONE | COMED | 32408447 | 814 DAME | 138 KV | TR73 12 | LOAD
33092371 | COMED | ZONE | COMED | 32408449 | 82 CROSB | 138 KV | TR71 12 | LOAD
33092371 | COMED | ZONE | COMED | 32408451 | 82 CROSB | 138 KV | TR72 12 | LOAD
33092371 | COMED | ZONE | COMED | 32408453 | 82 CROSB | 138 KV | TR73 12 | LOAD
33092371 | COMED | ZONE | COMED | 32408455 | 82 CROSB | 138 KV | TR74 12 | LOAD
33092371 | COMED | ZONE | COMED | 2156112881 | 82 CROSB | 138 KV | TR75 12 | LOAD
33092371 | COMED | ZONE | COMED | 32408457 | 83 GLIDD | 138 KV | TR71 12 | LOAD
33092371 | COMED | ZONE | COMED | 32408459 | 83 GLIDD | 138 KV | TR72 12 | LOAD
33092371 | COMED | ZONE | COMED | 32408461 | 83 GLIDD | 138 KV | TR76 34 | LOAD
33092371 | COMED | ZONE | COMED | 32408463 | 83 GLIDD | 138 KV | TR77 34 | LOAD
33092371 | COMED | ZONE | COMED | 32408465 | 84 ROSEH | 138 KV | TR71 12 | LOAD
33092371 | COMED | ZONE | COMED | 32408467 | 84 ROSEH | 138 KV | TR72 12 | LOAD
33092371 | COMED | ZONE | COMED | 32408469 | 84 ROSEH | 138 KV | TR73 12 | LOAD
33092371 | COMED | ZONE | COMED | 32408471 | 84 ROSEH | 138 KV | TR74 12 | LOAD
33092371 | COMED | ZONE | COMED | 32408473 | 840 QUAR | 138 KV | TR71 12 | LOAD
33092371 | COMED | ZONE | COMED | 32408475 | 840 QUAR | 138 KV | TR72 12 | LOAD
33092371 | COMED | ZONE | COMED | 32408477 | 840 QUAR | 138 KV | TR73 12 | LOAD
33092371 | COMED | ZONE | COMED | 32408479 | 840 QUAR | 138 KV | TR74 12 | LOAD
33092371 | COMED | ZONE | COMED | 32408481 | 85 SKOKI | 138 KV | TR1 34 | LOAD
33092371 | COMED | ZONE | COMED | 32408483 | 85 SKOKI | 138 KV | TR3 34 | LOAD
33092371 | COMED | ZONE | COMED | 32408485 | 85 SKOKI | 138 KV | TR4 34 | LOAD
33092371 | COMED | ZONE | COMED | 32408487 | 85 SKOKI | 138 KV | TR71 12 | LOAD
33092371 | COMED | ZONE | COMED | 32408489 | 85 SKOKI | 138 KV | TR72 12 | LOAD
33092371 | COMED | ZONE | COMED | 32408491 | 85 SKOKI | 138 KV | TR73 12 | LOAD
33092371 | COMED | ZONE | COMED | 1379255862 | 85 SKOKI | 138 KV | TR74 12 | LOAD
33092371 | COMED | ZONE | COMED | 67719551 | 86 DAVIS | 138 KV | TR71 | LOAD
33092371 | COMED | ZONE | COMED | 32408493 | 87 DEARB | 69 KV | TR61 12 | LOAD
33092371 | COMED | ZONE | COMED | 32408495 | 87 DEARB | 69 KV | TR62 12 | LOAD
33092371 | COMED | ZONE | COMED | 32408497 | 87 DEARB | 69 KV | TR63 12 | LOAD
33092371 | COMED | ZONE | COMED | 32408499 | 87 DEARB | 69 KV | TR64 12 | LOAD
33092371 | COMED | ZONE | COMED | 32408501 | 88 SKOKI | 138 KV | TR71 12 | LOAD
33092371 | COMED | ZONE | COMED | 32408503 | 88 SKOKI | 138 KV | TR72 12 | LOAD
33092371 | COMED | ZONE | COMED | 32408505 | 88 SKOKI | 138 KV | TR73 12 | LOAD
33092371 | COMED | ZONE | COMED | 32408507 | 88 SKOKI | 138 KV | TR77 34 | LOAD
33092371 | COMED | ZONE | COMED | 32408509 | 88 SKOKI | 138 KV | TR78 34 | LOAD
33092371 | COMED | ZONE | COMED | 32408511 | 88 SKOKI | 138 KV | TR79 34 | LOAD
33092371 | COMED | ZONE | COMED | 32408513 | 89 BEVER | 138 KV | TR71 12 | LOAD
33092371 | COMED | ZONE | COMED | 32408515 | 89 BEVER | 138 KV | TR72 12 | LOAD
33092371 | COMED | ZONE | COMED | 32408517 | 89 BEVER | 138 KV | TR73 12 | LOAD
33092371 | COMED | ZONE | COMED | 32408519 | 89 BEVER | 138 KV | TR74 12 | LOAD
33092371 | COMED | ZONE | COMED | 1084382280 | 9 JOLIET | 138 KV | TR77 | LOAD
33092371 | COMED | ZONE | COMED | 1084382281 | 9 JOLIET | 138 KV | TR79 | LOAD
33092371 | COMED | ZONE | COMED | 32408537 | 9 JOLIET | 18 KV | ATR61 04 | LOAD
33092371 | COMED | ZONE | COMED | 32408539 | 9 JOLIET | 18 KV | ATR62 04 | LOAD
33092371 | COMED | ZONE | COMED | 32408561 | 900 ELWO | 18 KV | ATR1 04 | LOAD
33092371 | COMED | ZONE | COMED | 32408563 | 900 ELWO | 18 KV | ATR2 04 | LOAD
33092371 | COMED | ZONE | COMED | 32408565 | 900 ELWO | 18 KV | ATR3 04 | LOAD
33092371 | COMED | ZONE | COMED | 32408567 | 900 ELWO | 18 KV | ATR4 04 | LOAD
33092371 | COMED | ZONE | COMED | 1318133758 | 91 CARGO | 138 KV | TR71 | LOAD
33092371 | COMED | ZONE | COMED | 1318133757 | 91 CARGO | 138 KV | TR72 | LOAD
33092371 | COMED | ZONE | COMED | 1318133756 | 9117 | 138 KV | J401 LD | LOAD
33092371 | COMED | ZONE | COMED | 2156114069 | 924_TRIV | 22.5 KV | UAT1 | LOAD
33092371 | COMED | ZONE | COMED | 2156114073 | 924_TRIV | 22.5 KV | UAT2 | LOAD
33092371 | COMED | ZONE | COMED | 2156110810 | 929 JACK | 22 KV | AUX1LD | LOAD
33092371 | COMED | ZONE | COMED | 2156110811 | 929 JACK | 22 KV | AUX2LD | LOAD
33092371 | COMED | ZONE | COMED | 1348253194 | 935 KEND | 13.5 KV | STM AUX1 | LOAD
33092371 | COMED | ZONE | COMED | 1348253195 | 935 KEND | 13.5 KV | STM AUX2 | LOAD
33092371 | COMED | ZONE | COMED | 1348253196 | 935 KEND | 13.5 KV | STM AUX3 | LOAD
33092371 | COMED | ZONE | COMED | 1348253193 | 935 KEND | 13.5 KV | STM AUX4 | LOAD
33092371 | COMED | ZONE | COMED | 1107280616 | 940 CORD | 18 KV | AUX1 | LOAD
33092371 | COMED | ZONE | COMED | 1107280617 | 940 CORD | 18 KV | AUX2 | LOAD
33092371 | COMED | ZONE | COMED | 1107280618 | 942 NELS | 13.8 KV | AUX1 | LOAD
33092371 | COMED | ZONE | COMED | 1107280619 | 942 NELS | 13.8 KV | AUX2 | LOAD
33092371 | COMED | ZONE | COMED | 1107280620 | 942 NELS | 13.8 KV | SS1 | LOAD
33092371 | COMED | ZONE | COMED | 1107280621 | 942 NELS | 13.8 KV | SS2 | LOAD
33092371 | COMED | ZONE | COMED | 2156113653 | 942 NELS | 18 KV | SS3 | LOAD
33092371 | COMED | ZONE | COMED | 2155501877 | 951 AURO | 13.5 KV | AR5 | LOAD
33092371 | COMED | ZONE | COMED | 2155501878 | 951 AURO | 13.5 KV | AR6 | LOAD
33092371 | COMED | ZONE | COMED | 2155501875 | 951 AURO | 4 KV | AR2 | LOAD
33092371 | COMED | ZONE | COMED | 2155501876 | 951 AURO | 4 KV | AR3 | LOAD
33092371 | COMED | ZONE | COMED | 32408569 | 955 RIVE | 16 KV | LAUXTR1 | LOAD
33092371 | COMED | ZONE | COMED | 32408573 | 960 ELGI | 4 KV | LAUXBLUE | LOAD
33092371 | COMED | ZONE | COMED | 32408571 | 960 ELGI | 4 KV | LAUXRED | LOAD
33092371 | COMED | ZONE | COMED | 1107280625 | 969 ECOG | 34.5 KV | TR76 34 | LOAD
33092371 | COMED | ZONE | COMED | 32408575 | 974 ZION | 18 KV | LAUXTR11 | LOAD
33092371 | COMED | ZONE | COMED | 32408577 | 974 ZION | 18 KV | LAUXTR3 | LOAD
33092371 | COMED | ZONE | COMED | 32408583 | A429 | 138 KV | TR71 12 | LOAD
33092371 | COMED | ZONE | COMED | 32408585 | A429 | 138 KV | TR72 12 | LOAD
33092371 | COMED | ZONE | COMED | 32408587 | A429 | 138 KV | TR73 12 | LOAD
33092371 | COMED | ZONE | COMED | 32408589 | A429 | 138 KV | TR74 12 | LOAD
33092371 | COMED | ZONE | COMED | 32408591 | A431-1 | 138 KV | TR71 12 | LOAD
33092371 | COMED | ZONE | COMED | 32408593 | A431-1 | 138 KV | TR72 12 | LOAD
33092371 | COMED | ZONE | COMED | 32408595 | A431-2 | 138 KV | TR71 12 | LOAD
33092371 | COMED | ZONE | COMED | 32408597 | A431-2 | 138 KV | TR72 12 | LOAD
33092371 | COMED | ZONE | COMED | 32408599 | A450 | 138 KV | TR76 34 | LOAD
33092371 | COMED | ZONE | COMED | 32408601 | A450 | 138 KV | TR77 34 | LOAD
33092371 | COMED | ZONE | COMED | 1248982440 | B200 | 138 KV | TR1 | LOAD
33092371 | COMED | ZONE | COMED | 32408603 | B427 | 138 KV | TR71 02 | LOAD
33092371 | COMED | ZONE | COMED | 32408605 | B427 | 138 KV | TR72 02 | LOAD
33092371 | COMED | ZONE | COMED | 32408607 | B427 | 138 KV | TR73 02 | LOAD
33092371 | COMED | ZONE | COMED | 32408609 | B465 | 138 KV | TR71 12 | LOAD
33092371 | COMED | ZONE | COMED | 32408611 | B465 | 138 KV | TR72 12 | LOAD
33092371 | COMED | ZONE | COMED | 32408613 | C434 | 138 KV | TR71 12 | LOAD
33092371 | COMED | ZONE | COMED | 2156110142 | C434 | 138 KV | TR73 12 | LOAD
33092371 | COMED | ZONE | COMED | 1097724388 | D438 | 138 KV | TR71 | LOAD
33092371 | COMED | ZONE | COMED | 1097724389 | D438 | 138 KV | TR72 | LOAD
33092371 | COMED | ZONE | COMED | 2156111799 | D460-6 | 138 KV | TR76_34 | LOAD
33092371 | COMED | ZONE | COMED | 2156111839 | D460-6 | 138 KV | TR77_34 | LOAD
33092371 | COMED | ZONE | COMED | 2156111814 | D460-6 | 138 KV | TR78_34 | LOAD
33092371 | COMED | ZONE | COMED | 32408617 | D467 | 138 KV | TR71 12 | LOAD
33092371 | COMED | ZONE | COMED | 32408619 | D467 | 138 KV | TR72 12 | LOAD
33092371 | COMED | ZONE | COMED | 32408627 | D522 | 69 KV | TR61 12 | LOAD
33092371 | COMED | ZONE | COMED | 32408629 | D522 | 69 KV | TR62 12 | LOAD
33092371 | COMED | ZONE | COMED | 32408631 | D775 | 138 KV | TR71 12 | LOAD
33092371 | COMED | ZONE | COMED | 32408633 | D775 | 138 KV | TR73 12 | LOAD
33092371 | COMED | ZONE | COMED | 1123170212 | D787 | 138 KV | TR71 | LOAD
33092371 | COMED | ZONE | COMED | 1123170213 | D787 | 138 KV | TR72 | LOAD
33092371 | COMED | ZONE | COMED | 1123170214 | D787 | 138 KV | TR73 | LOAD
33092371 | COMED | ZONE | COMED | 1123170126 | D789 | 138 KV | TR71 | LOAD
33092371 | COMED | ZONE | COMED | 1123170127 | D789 | 138 KV | TR72 | LOAD
33092371 | COMED | ZONE | COMED | 32408635 | D799 | 138 KV | TR71 12 | LOAD
33092371 | COMED | ZONE | COMED | 32408637 | D799 | 138 KV | TR72 12 | LOAD
33092371 | COMED | ZONE | COMED | 32408639 | D799 | 138 KV | TR73 12 | LOAD
33092371 | COMED | ZONE | COMED | 2156113369 | E535 | 138 KV | TR71 | LOAD
33092371 | COMED | ZONE | COMED | 2156113428 | E535 | 138 KV | TR72 | LOAD
33092371 | COMED | ZONE | COMED | 2156113759 | E552 | 138 KV | TR76 | LOAD
33092371 | COMED | ZONE | COMED | 2156113658 | E552 | 138 KV | TR77 | LOAD
33092371 | COMED | ZONE | COMED | 2156113747 | E552 | 138 KV | TR78 | LOAD
33092371 | COMED | ZONE | COMED | 2156114425 | E552 | 138 KV | TR79 | LOAD
33092371 | COMED | ZONE | COMED | 32408645 | F375 | 138 KV | TR71 12 | LOAD
33092371 | COMED | ZONE | COMED | 32408647 | F375 | 138 KV | TR72 12 | LOAD
33092371 | COMED | ZONE | COMED | 74008647 | FINKSTL | 138 KV | LOAD1 | LOAD
33092371 | COMED | ZONE | COMED | 74008649 | FINKSTL | 138 KV | LOAD2 | LOAD
33092371 | COMED | ZONE | COMED | 32408657 | G385-1 | 138 KV | TR1 12 | LOAD
33092371 | COMED | ZONE | COMED | 32408659 | G385-1 | 138 KV | TR2 12 | LOAD
33092371 | COMED | ZONE | COMED | 32408661 | G385-2 | 138 KV | TR76 34 | LOAD
33092371 | COMED | ZONE | COMED | 32408663 | G385-2 | 138 KV | TR77 34 | LOAD
33092371 | COMED | ZONE | COMED | 32408665 | G385-2 | 138 KV | TR78 34 | LOAD
33092371 | COMED | ZONE | COMED | 32408667 | G394 | 138 KV | TR71 12 | LOAD
33092371 | COMED | ZONE | COMED | 32408669 | G394 | 138 KV | TR72 12 | LOAD
33092371 | COMED | ZONE | COMED | 57967533 | H440 | 138 KV | TR5 | LOAD
33092371 | COMED | ZONE | COMED | 57967535 | H440 | 138 KV | TR6 | LOAD
33092371 | COMED | ZONE | COMED | 1338420133 | H440 | 138 KV | TR7 | LOAD
33092371 | COMED | ZONE | COMED | 1338420136 | H440N | 138 KV | TR1 12 | LOAD
33092371 | COMED | ZONE | COMED | 1338420137 | H440N | 138 KV | TR2 12 | LOAD
33092371 | COMED | ZONE | COMED | 32408677 | H445 | 138 KV | TR3 12 | LOAD
33092371 | COMED | ZONE | COMED | 32408679 | H445 | 138 KV | TR4 12 | LOAD
33092371 | COMED | ZONE | COMED | 2156111991 | H447RR | 138 KV | LDCOR | LOAD
33092371 | COMED | ZONE | COMED | 2156109310 | H452 | 138 KV | TR1 LD | LOAD
33092371 | COMED | ZONE | COMED | 32408681 | H471 | 345 KV | TR81 34 | LOAD
33092371 | COMED | ZONE | COMED | 32408683 | H471 | 345 KV | TR83 34 | LOAD
33092371 | COMED | ZONE | COMED | 32408685 | H71 | 138 KV | TR71 12 | LOAD
33092371 | COMED | ZONE | COMED | 32408687 | H71 | 138 KV | TR72 12 | LOAD
33092371 | COMED | ZONE | COMED | 32408689 | H71 | 138 KV | TR73 12 | LOAD
33092371 | COMED | ZONE | COMED | 32408691 | H71 | 138 KV | TR74 12 | LOAD
33092371 | COMED | ZONE | COMED | 32408693 | H71 | 138 KV | TR91 12 | LOAD
33092371 | COMED | ZONE | COMED | 32408695 | H71 | 138 KV | TR92 12 | LOAD
33092371 | COMED | ZONE | COMED | 32408697 | J305-2 | 138 KV | TR71 12 | LOAD
33092371 | COMED | ZONE | COMED | 32408699 | J305-2 | 138 KV | TR72 12 | LOAD
33092371 | COMED | ZONE | COMED | 32408701 | J307 | 138 KV | TR72 12 | LOAD
33092371 | COMED | ZONE | COMED | 32408705 | J310 | 138 KV | TR1 12 | LOAD
33092371 | COMED | ZONE | COMED | 2156113034 | J310 | 138 KV | TR10 | LOAD
33092371 | COMED | ZONE | COMED | 2156112985 | J310 | 138 KV | TR11 | LOAD
33092371 | COMED | ZONE | COMED | 2156113030 | J310 | 138 KV | TR12 | LOAD
33092371 | COMED | ZONE | COMED | 2156113070 | J310 | 138 KV | TR13 | LOAD
33092371 | COMED | ZONE | COMED | 2156113042 | J310 | 138 KV | TR14 | LOAD
33092371 | COMED | ZONE | COMED | 2156113023 | J310 | 138 KV | TR15 | LOAD
33092371 | COMED | ZONE | COMED | 2156113082 | J310 | 138 KV | TR1A | LOAD
33092371 | COMED | ZONE | COMED | 32408707 | J310 | 138 KV | TR2 12 | LOAD
33092371 | COMED | ZONE | COMED | 2156113043 | J310 | 138 KV | TR2A | LOAD
33092371 | COMED | ZONE | COMED | 32408727 | J326 | 138 KV | TR71 12 | LOAD
33092371 | COMED | ZONE | COMED | 32408729 | J326 | 138 KV | TR72 12 | LOAD
33092371 | COMED | ZONE | COMED | 32408731 | J332-1 | 138 KV | TR71 12 | LOAD
33092371 | COMED | ZONE | COMED | 32408733 | J332-1 | 138 KV | TR72 12 | LOAD
33092371 | COMED | ZONE | COMED | 32408735 | J332-1 | 138 KV | TR73 12 | LOAD
33092371 | COMED | ZONE | COMED | 32408737 | J332-1 | 138 KV | TR74 12 | LOAD
33092371 | COMED | ZONE | COMED | 32408739 | J332-2 | 138 KV | TR71 12 | LOAD
33092371 | COMED | ZONE | COMED | 32408741 | J332-2 | 138 KV | TR72 12 | LOAD
33092371 | COMED | ZONE | COMED | 2156112867 | J332-3 | 138 KV | TR71 12 | LOAD
33092371 | COMED | ZONE | COMED | 2156112860 | J332-3 | 138 KV | TR72 12 | LOAD
33092371 | COMED | ZONE | COMED | 32408743 | J339 | 138 KV | TR100A12 | LOAD
33092371 | COMED | ZONE | COMED | 32408745 | J339 | 138 KV | TR100B12 | LOAD
33092371 | COMED | ZONE | COMED | 32408747 | J370 | 138 KV | TR71 12 | LOAD
33092371 | COMED | ZONE | COMED | 32408749 | J370 | 138 KV | TR72 12 | LOAD
33092371 | COMED | ZONE | COMED | 1097724454 | J375 | 13.5 KV | ATR1 | LOAD
33092371 | COMED | ZONE | COMED | 1097724455 | J375 | 13.5 KV | ATR2 | LOAD
33092371 | COMED | ZONE | COMED | 32408755 | J375 | 13.5 KV | LTRTM1 | LOAD
33092371 | COMED | ZONE | COMED | 32408757 | J375 | 13.5 KV | LTRTM2 | LOAD
33092371 | COMED | ZONE | COMED | 32408759 | J375 | 13.5 KV | LTRTP1 | LOAD
33092371 | COMED | ZONE | COMED | 32408761 | J375 | 13.5 KV | LTRTP2 | LOAD
33092371 | COMED | ZONE | COMED | 2156114718 | J390 | 138 KV | TR767734 | LOAD
33092371 | COMED | ZONE | COMED | 2156114581 | J390 | 138 KV | TR787934 | LOAD
33092371 | COMED | ZONE | COMED | 32408767 | K319-1 | 138 KV | TR71 12 | LOAD
33092371 | COMED | ZONE | COMED | 32408769 | K319-1 | 138 KV | TR72 12 | LOAD
33092371 | COMED | ZONE | COMED | 32408771 | K319-2 | 138 KV | TR71 12 | LOAD
33092371 | COMED | ZONE | COMED | 32408773 | K319-2 | 138 KV | TR72 12 | LOAD
33092371 | COMED | ZONE | COMED | 32408775 | K319-2 | 138 KV | TR73 12 | LOAD
33092371 | COMED | ZONE | COMED | 32408777 | K320 | 138 KV | TR71 .4 | LOAD
33092371 | COMED | ZONE | COMED | 2156110143 | K323 | 138 KV | TR73 12 | LOAD
33092371 | COMED | ZONE | COMED | 2156110144 | K323 | 138 KV | TR74 12 | LOAD
33092371 | COMED | ZONE | COMED | 32408779 | R401 | 69 KV | TR61 12 | LOAD
33092371 | COMED | ZONE | COMED | 32408781 | R401 | 69 KV | TR62 12 | LOAD
33092371 | COMED | ZONE | COMED | 32408783 | W407-4 | 345 KV | TR82 12 | LOAD
33092371 | COMED | ZONE | COMED | 32408785 | W407-4 | 345 KV | TR83 12 | LOAD
33092371 | COMED | ZONE | COMED | 32408787 | W407-4 | 345 KV | TR83A 12 | LOAD
33092371 | COMED | ZONE | COMED | 32408789 | W407-4 | 345 KV | TR84 12 | LOAD
33092371 | COMED | ZONE | COMED | 32408791 | W407-6 | 345 KV | TR85A 12 | LOAD
33092371 | COMED | ZONE | COMED | 32408793 | W407-6 | 345 KV | TR85B 12 | LOAD
33092371 | COMED | ZONE | COMED | 32408795 | W407-6 | 345 KV | TR86 12 | LOAD
33092371 | COMED | ZONE | COMED | 32408797 | W407-6 | 345 KV | TR87 12 | LOAD
33092371 | COMED | ZONE | COMED | 32408799 | W407-6 | 345 KV | TR88 12 | LOAD
33092371 | COMED | ZONE | COMED | 1107280740 | W502 | 138 KV | T1 | LOAD
33092371 | COMED | ZONE | COMED | 1107280741 | W503 | 138 KV | T1 | LOAD
33092371 | COMED | ZONE | COMED | 1107280742 | W503 | 138 KV | T2 | LOAD
33092371 | COMED | ZONE | COMED | 32408801 | W507 | 138 KV | TR71 12 | LOAD
33092371 | COMED | ZONE | COMED | 32408803 | W507 | 138 KV | TR72 12 | LOAD
33092371 | COMED | ZONE | COMED | 1123170231 | W541 GFX | 138 KV | TR1 | LOAD
33092371 | COMED | ZONE | COMED | 1123170232 | W541 GFX | 138 KV | TR2 | LOAD
33092371 | COMED | ZONE | COMED | 1123170233 | W541 GFX | 138 KV | TR3 | LOAD
33092371 | COMED | ZONE | COMED | 1123170234 | W541 GFX | 138 KV | TR4 | LOAD
33092371 | COMED | ZONE | COMED | 1123170235 | W541 GFX | 138 KV | TR5 | LOAD
33092371 | COMED | ZONE | COMED | 1123170236 | W541 GFX | 138 KV | TR6 | LOAD
33092371 | COMED | ZONE | COMED | 1123170237 | W541 GFX | 138 KV | TR7 | LOAD
33092371 | COMED | ZONE | COMED | 1123170238 | W541 GFX | 138 KV | TR8 | LOAD
33092371 | COMED | ZONE | COMED | 1183222266 | W600 | 138 KV | L1000 | LOAD
33092371 | COMED | ZONE | COMED | 1183222265 | W600 | 138 KV | L1050 | LOAD
33092371 | COMED | ZONE | COMED | 32408805 | W600 | 138 KV | TR10XA34 | LOAD
33092371 | COMED | ZONE | COMED | 32408807 | W600 | 138 KV | TR10XB12 | LOAD
33092371 | COMED | ZONE | COMED | 32408837 | W601 | 138 KV | TR75XA12 | LOAD
33092371 | COMED | ZONE | COMED | 32408839 | W601 | 138 KV | TR75XB12 | LOAD
33092371 | COMED | ZONE | COMED | 32408841 | W602 | 138 KV | TR72XA12 | LOAD
33092371 | COMED | ZONE | COMED | 32408843 | W602 | 138 KV | TR72XB12 | LOAD
33092371 | COMED | ZONE | COMED | 32408845 | W603 | 138 KV | TR65XA12 | LOAD
33092371 | COMED | ZONE | COMED | 32408847 | W603 | 138 KV | TR65XB12 | LOAD
33092371 | COMED | ZONE | COMED | 1183222285 | W604 | 138 KV | TR60XA | LOAD
33092371 | COMED | ZONE | COMED | 1183222286 | W604 | 138 KV | TR60XB | LOAD
33092371 | COMED | ZONE | COMED | 32408851 | Y652 | 69 KV | TR1 12 | LOAD
33092371 | COMED | ZONE | COMED | 32408853 | Y652 | 69 KV | TR2 12 | LOAD
33092371 | COMED | ZONE | COMED | 1869178656 | Y764-2 | 138 KV | TR72 12 | LOAD
33092371 | COMED | ZONE | COMED | 1869178655 | Y764-2 | 138 KV | TR73 12 | LOAD
33092371 | COMED | ZONE | COMED | 32408855 | Z100 | 138 KV | TR71 12 | LOAD
33092371 | COMED | ZONE | COMED | 32408857 | Z100 | 138 KV | TR72 12 | LOAD
33092371 | COMED | ZONE | COMED | 32408867 | Z524 | 138 KV | TR71 12 | LOAD
33092371 | COMED | ZONE | COMED | 32408869 | Z524 | 138 KV | TR72 12 | LOAD
33092371 | COMED | ZONE | COMED | 32408871 | Z524 | 138 KV | TR73 12 | LOAD
33092371 | COMED | ZONE | COMED | 32408873 | Z524 | 138 KV | TR74 12 | LOAD
33092371 | COMED | ZONE | COMED | 2156113611 | Z715 | 138 KV | TR72_12 | LOAD
33092371 | COMED | ZONE | COMED | 2156113671 | Z715 | 138 KV | TR73_12 | LOAD
34508503 | DAY | ZONE | DAY | 40243273 | 09AIRWAY | 69 KV | 6641LOAD | LOAD
34508503 | DAY | ZONE | DAY | 40243271 | 09AIRWAY | 69 KV | 6642LOAD | LOAD
34508503 | DAY | ZONE | DAY | 40243267 | 09AIRWAY | 69 KV | BK-1 | LOAD
34508503 | DAY | ZONE | DAY | 40243269 | 09AIRWAY | 69 KV | BK-2 | LOAD
34508503 | DAY | ZONE | DAY | 40243275 | 09AMSTRD | 69 KV | BK-1 | LOAD
34508503 | DAY | ZONE | DAY | 38367851 | 09BELLBR | 138 KV | BK-1 | LOAD
34508503 | DAY | ZONE | DAY | 38367853 | 09BELLBR | 138 KV | BK-2 | LOAD
34508503 | DAY | ZONE | DAY | 48934021 | 09CARGIL | 138 KV | BK-1 | LOAD
34508503 | DAY | ZONE | DAY | 48934023 | 09CENTER | 138 KV | BK-1 | LOAD
34508503 | DAY | ZONE | DAY | 48934025 | 09CENTER | 138 KV | BK-2 | LOAD
34508503 | DAY | ZONE | DAY | 40243277 | 09CLDWTR | 69 KV | BK-1 | LOAD
34508503 | DAY | ZONE | DAY | 40243279 | 09CLDWTR | 69 KV | BK-2 | LOAD
34508503 | DAY | ZONE | DAY | 40243287 | 09CVNGTN | 69 KV | BK-2 | LOAD
34508503 | DAY | ZONE | DAY | 40243285 | 09CVNGTN | 69 KV | BK-3 | LOAD
34508503 | DAY | ZONE | DAY | 40243289 | 09DIXIET | 69 KV | BK-1 | LOAD
34508503 | DAY | ZONE | DAY | 40243291 | 09DIXIET | 69 KV | BK-2 | LOAD
34508503 | DAY | ZONE | DAY | 48934031 | 09ESIDNY | 138 KV | BK-1 | LOAD
34508503 | DAY | ZONE | DAY | 48934033 | 09GIVENS | 138 KV | BK-1 | LOAD
34508503 | DAY | ZONE | DAY | 40243293 | 09GRNVIL | 69 KV | BK-1 | LOAD
34508503 | DAY | ZONE | DAY | 40243295 | 09GRNVIL | 69 KV | BK-2 | LOAD
34508503 | DAY | ZONE | DAY | 40243297 | 09GRNVIL | 69 KV | BK-3 | LOAD
34508503 | DAY | ZONE | DAY | 40243299 | 09HEMPST | 69 KV | BK-1 | LOAD
34508503 | DAY | ZONE | DAY | 40243301 | 09HEMPST | 69 KV | BK-2 | LOAD
34508503 | DAY | ZONE | DAY | 40243303 | 09HEMPST | 69 KV | BK-3 | LOAD
34508503 | DAY | ZONE | DAY | 40243305 | 09KETTER | 69 KV | BK-1 | LOAD
34508503 | DAY | ZONE | DAY | 40243307 | 09KETTER | 69 KV | BK-2 | LOAD
34508503 | DAY | ZONE | DAY | 40243309 | 09KETTER | 69 KV | BK-3 | LOAD
34508503 | DAY | ZONE | DAY | 40243311 | 09KINGSC | 69 KV | BK-1 | LOAD
34508503 | DAY | ZONE | DAY | 40243313 | 09KINGSC | 69 KV | BK-2 | LOAD
34508503 | DAY | ZONE | DAY | 38367855 | 09KNOLLW | 138 KV | BK-1 | LOAD
34508503 | DAY | ZONE | DAY | 38367857 | 09KNOLLW | 138 KV | BK-2 | LOAD
34508503 | DAY | ZONE | DAY | 38367859 | 09KNOLLW | 138 KV | BK-3 | LOAD
34508503 | DAY | ZONE | DAY | 40243315 | 09LOGAN | 69 KV | BK-1 | LOAD
34508503 | DAY | ZONE | DAY | 40243317 | 09LOGAN | 69 KV | BK-2 | LOAD
34508503 | DAY | ZONE | DAY | 48934035 | 09MECHAN | 138 KV | BK-1 | LOAD
34508503 | DAY | ZONE | DAY | 32413217 | 09MONUMT | 12 KV | A | LOAD
34508503 | DAY | ZONE | DAY | 1218906098 | 09MONUMT | 12 KV | B | LOAD
34508503 | DAY | ZONE | DAY | 1218906099 | 09MONUMT | 12 KV | C | LOAD
34508503 | DAY | ZONE | DAY | 38367861 | 09NCARLI | 138 KV | BK-2 | LOAD
34508503 | DAY | ZONE | DAY | 40243325 | 09NCARLI | 69 KV | BK-1 | LOAD
34508503 | DAY | ZONE | DAY | 40243329 | 09NEEDMO | 138 KV | BK-2 | LOAD
34508503 | DAY | ZONE | DAY | 40243327 | 09NEEDMO | 138 KV | BK-3 | LOAD
34508503 | DAY | ZONE | DAY | 38367863 | 09NORTHR | 138 KV | BK-2 | LOAD
34508503 | DAY | ZONE | DAY | 38367865 | 09NORTHR | 138 KV | BK-3 | LOAD
34508503 | DAY | ZONE | DAY | 48934037 | 09OVERLK | 138 KV | BK-5 | LOAD
34508503 | DAY | ZONE | DAY | 40243331 | 09OVERLK | 69 KV | BK-1 | LOAD
34508503 | DAY | ZONE | DAY | 40243333 | 09OVERLK | 69 KV | BK-2 | LOAD
34508503 | DAY | ZONE | DAY | 48934039 | 09QUINCY | 138 KV | BK-2 | LOAD
34508503 | DAY | ZONE | DAY | 40243335 | 09ROSSBG | 69 KV | BK-1 | LOAD
34508503 | DAY | ZONE | DAY | 1305122104 | 09ROSSBG | 69 KV | BK2 | LOAD
34508503 | DAY | ZONE | DAY | 40243337 | 09SIDNEY | 69 KV | BK-1 | LOAD
34508503 | DAY | ZONE | DAY | 40243339 | 09SIDNEY | 69 KV | BK-2 | LOAD
34508503 | DAY | ZONE | DAY | 40243341 | 09SIDNEY | 69 KV | BK-3 | LOAD
34508503 | DAY | ZONE | DAY | 48934043 | 09SPRING | 138 KV | BK-1 | LOAD
34508503 | DAY | ZONE | DAY | 2156110487 | 09SPRING | 138 KV | HALTERMN | LOAD
34508503 | DAY | ZONE | DAY | 40243349 | 09ST_MRY | 69 KV | BK-2 | LOAD
34508503 | DAY | ZONE | DAY | 40243345 | 09STAUNT | 69 KV | BK-2 | LOAD
34508503 | DAY | ZONE | DAY | 40243361 | 09TREBEI | 69 KV | BK-1 | LOAD
34508503 | DAY | ZONE | DAY | 40243363 | 09TREBEI | 69 KV | BK-2 | LOAD
34508503 | DAY | ZONE | DAY | 40243365 | 09URBANA | 69 KV | BK-1 | LOAD
34508503 | DAY | ZONE | DAY | 40243367 | 09URBANA | 69 KV | BK-2 | LOAD
34508503 | DAY | ZONE | DAY | 40243371 | 09VANDAL | 69 KV | BK-1 | LOAD
34508503 | DAY | ZONE | DAY | 40243373 | 09VANDAL | 69 KV | BK-2 | LOAD
34508503 | DAY | ZONE | DAY | 40243375 | 09VANDAL | 69 KV | BK-4 | LOAD
34508503 | DAY | ZONE | DAY | 40243381 | 09WEBSTR | 69 KV | BK-1 | LOAD
34508503 | DAY | ZONE | DAY | 40243383 | 09WEBSTR | 69 KV | BK-2 | LOAD
34508503 | DAY | ZONE | DAY | 40243385 | 09WEBSTR | 69 KV | BK-3 | LOAD
34508503 | DAY | ZONE | DAY | 40243387 | 09WMANCH | 69 KV | BK-1 | LOAD
34508503 | DAY | ZONE | DAY | 40243389 | 09WMANCH | 69 KV | BK-3 | LOAD
34508503 | DAY | ZONE | DAY | 48934053 | 09WYANA | 138 KV | BK-1 | LOAD
34508503 | DAY | ZONE | DAY | 48934055 | 09WYANB | 138 KV | BK-5 | LOAD
34508503 | DAY | ZONE | DAY | 98369953 | 09YANKEE | 12.5 KV | BK-3LOAD | LOAD
34508503 | DAY | ZONE | DAY | 40243391 | 13829REA | 138 KV | ELOGAN | LOAD
34508503 | DAY | ZONE | DAY | 40243395 | 6619REA | 69 KV | ELIB1 | LOAD
34508503 | DAY | ZONE | DAY | 40243397 | 6619REA | 69 KV | ELIB2 | LOAD
34508503 | DAY | ZONE | DAY | 48934019 | AGA GAS | 138 KV | BK-1 | LOAD
34508503 | DAY | ZONE | DAY | 40243401 | AIRPARK | 69 KV | BK-1 | LOAD
34508503 | DAY | ZONE | DAY | 2156113104 | AIRPORT2 | 138 KV | BK-2 | LOAD
34508503 | DAY | ZONE | DAY | 2156113078 | AIRPORT2 | 138 KV | UNIONSUB | LOAD
34508503 | DAY | ZONE | DAY | 1305122335 | ASAETHNL | 69 KV | ASA | LOAD
34508503 | DAY | ZONE | DAY | 40243411 | BELLEFO2 | 69 KV | BK-3 | LOAD
34508503 | DAY | ZONE | DAY | 40243413 | BELLEFO2 | 69 KV | BK-4 | LOAD
34508503 | DAY | ZONE | DAY | 40243415 | BENNER | 69 KV | BK-1 | LOAD
34508503 | DAY | ZONE | DAY | 40243417 | BENNER | 69 KV | BK-2 | LOAD
34508503 | DAY | ZONE | DAY | 40243419 | BLUEJACK | 69 KV | BK-1 | LOAD
34508503 | DAY | ZONE | DAY | 40243425 | BOTKINS | 69 KV | BK-1 | LOAD
34508503 | DAY | ZONE | DAY | 40243427 | BOTKINS | 69 KV | BK-2 | LOAD
34508503 | DAY | ZONE | DAY | 40243429 | BROOKVI3 | 69 KV | BK-1 | LOAD
34508503 | DAY | ZONE | DAY | 40243431 | BROOKVI3 | 69 KV | BK-2 | LOAD
34508503 | DAY | ZONE | DAY | 2156114925 | BURTON2 | 69 KV | BK-2 | LOAD
34508503 | DAY | ZONE | DAY | 112586021 | CAESARCK | 69 KV | HKBK-2LD | LOAD
34508503 | DAY | ZONE | DAY | 123900951 | CAMBLHIL | 69 KV | LOAD | LOAD
34508503 | DAY | ZONE | DAY | 40243437 | CAMDEN1 | 69 KV | BK-2 | LOAD
34508503 | DAY | ZONE | DAY | 40243435 | CAMDEN1 | 69 KV | BK-3 | LOAD
34508503 | DAY | ZONE | DAY | 1379258189 | CARPNTER | 69 KV | BK2 | LOAD
34508503 | DAY | ZONE | DAY | 2156111751 | CARPNTER | 69 KV | BK3 | LOAD
34508503 | DAY | ZONE | DAY | 40243439 | CARROLL2 | 69 KV | BK-1 | LOAD
34508503 | DAY | ZONE | DAY | 40243441 | CARROLL2 | 69 KV | BK-2 | LOAD
34508503 | DAY | ZONE | DAY | 40243443 | CARROLL2 | 69 KV | BK-3 | LOAD
34508503 | DAY | ZONE | DAY | 2156114681 | CASSTOWN | 69 KV | CASSTOWN | LOAD
34508503 | DAY | ZONE | DAY | 2156112999 | CEDARVLL | 69 KV | BK-1 | LOAD
34508503 | DAY | ZONE | DAY | 2156113011 | CEDARVLL | 69 KV | BK-2 | LOAD
34508503 | DAY | ZONE | DAY | 40243445 | CELINA | 69 KV | CEL 1 | LOAD
34508503 | DAY | ZONE | DAY | 40243447 | CELINA | 69 KV | CEL 2 | LOAD
34508503 | DAY | ZONE | DAY | 40243449 | CHICKASA | 69 KV | BK-2 | LOAD
34508503 | DAY | ZONE | DAY | 2156114595 | CIL_ISOT | 69 KV | CIL_ISOT | LOAD
34508503 | DAY | ZONE | DAY | 40243451 | CISCO | 69 KV | BK-2 | LOAD
34508503 | DAY | ZONE | DAY | 40243453 | COOPREA | 69 KV | LOAD | LOAD
34508503 | DAY | ZONE | DAY | 2156114138 | CREEKSID | 138 KV | BK-2 | LOAD
34508503 | DAY | ZONE | DAY | 2156114080 | CREEKSID | 138 KV | BK-3 | LOAD
34508503 | DAY | ZONE | DAY | 48934027 | CROWN | 69 KV | HOOVRBK1 | LOAD
34508503 | DAY | ZONE | DAY | 48934029 | CROWN | 69 KV | HOOVRBK2 | LOAD
34508503 | DAY | ZONE | DAY | 112586023 | CRYSTL | 69 KV | LOAD | LOAD
34508503 | DAY | ZONE | DAY | 48934073 | DARBY | 69 KV | BK-1 | LOAD
34508503 | DAY | ZONE | DAY | 48934075 | DARBY | 69 KV | BK-2 | LOAD
34508503 | DAY | ZONE | DAY | 40243455 | DARBY | 69 KV | GOODYEAR | LOAD
34508503 | DAY | ZONE | DAY | 40243457 | DAYTONMA | 69 KV | BK-1 | LOAD
34508503 | DAY | ZONE | DAY | 40243461 | DAYTONMA | 69 KV | BK-2 | LOAD
34508503 | DAY | ZONE | DAY | 40243459 | DAYTONMA | 69 KV | BK-3 | LOAD
34508503 | DAY | ZONE | DAY | 40243463 | DELCOKET | 69 KV | BK-1 | LOAD
34508503 | DAY | ZONE | DAY | 40243465 | DELCOKET | 69 KV | BK-2 | LOAD
34508503 | DAY | ZONE | DAY | 40243467 | DELCOKET | 69 KV | BK-3 | LOAD
34508503 | DAY | ZONE | DAY | 1067162091 | EAGLE2 | 69 KV | RZ LOAD | LOAD
34508503 | DAY | ZONE | DAY | 38367871 | EAGLEREA | 138 KV | EAGLEREA | LOAD
34508503 | DAY | ZONE | DAY | 2156109572 | EDGEWD | 69 KV | LOAD | LOAD
34508503 | DAY | ZONE | DAY | 123900953 | ELDEAN1 | 138 KV | BK-2 | LOAD
34508503 | DAY | ZONE | DAY | 38367873 | ELDEAN1 | 138 KV | BK-3 | LOAD
34508503 | DAY | ZONE | DAY | 40243473 | ELIBERTY | 69 KV | BK-1 | LOAD
34508503 | DAY | ZONE | DAY | 40243475 | ELIBERTY | 69 KV | BK-2 | LOAD
34508503 | DAY | ZONE | DAY | 1439646010 | ELIBERTY | 69 KV | CAMPUS | LOAD
34508503 | DAY | ZONE | DAY | 40243477 | ENGLEWOO | 69 KV | BK-1 | LOAD
34508503 | DAY | ZONE | DAY | 40243479 | ENGLEWOO | 69 KV | BK-3 | LOAD
34508503 | DAY | ZONE | DAY | 40243485 | FAIRBORN | 69 KV | 6689 | LOAD
34508503 | DAY | ZONE | DAY | 40243481 | FAIRBORN | 69 KV | BK-1 | LOAD
34508503 | DAY | ZONE | DAY | 40243483 | FAIRBORN | 69 KV | BK-2 | LOAD
34508503 | DAY | ZONE | DAY | 2156114728 | FAYETTE2 | 138 KV | 13844 | LOAD
34508503 | DAY | ZONE | DAY | 2156114616 | FAYETTE2 | 138 KV | 13845 | LOAD
34508503 | DAY | ZONE | DAY | 2156114759 | FRANKLI5 | 138 KV | HONDA1 | LOAD
34508503 | DAY | ZONE | DAY | 2156114617 | FRANKLI5 | 138 KV | HONDA2 | LOAD
34508503 | DAY | ZONE | DAY | 40243487 | FTRECOVE | 69 KV | BK-1 | LOAD
34508503 | DAY | ZONE | DAY | 40243489 | FTRECOVE | 69 KV | BK-2 | LOAD
34508503 | DAY | ZONE | DAY | 40243491 | GARAGERD | 69 KV | BK-1 | LOAD
34508503 | DAY | ZONE | DAY | 40243493 | GARAGERD | 69 KV | BK-2 | LOAD
34508503 | DAY | ZONE | DAY | 40243495 | GARAGERD | 69 KV | BK-5 | LOAD
34508503 | DAY | ZONE | DAY | 2156110490 | GEBHART | 138 KV | BK-2 | LOAD
34508503 | DAY | ZONE | DAY | 40243497 | GENERALC | 69 KV | GENERALC | LOAD
34508503 | DAY | ZONE | DAY | 40243499 | GERMANT1 | 69 KV | BK-1 | LOAD
34508503 | DAY | ZONE | DAY | 40243501 | GERMANT1 | 69 KV | BK-2 | LOAD
34508503 | DAY | ZONE | DAY | 40243503 | GETTYSBU | 69 KV | BK-1 | LOAD
34508503 | DAY | ZONE | DAY | 40243505 | GETTYSBU | 69 KV | BK-2 | LOAD
34508503 | DAY | ZONE | DAY | 2156112725 | GHORMLEY | 69 KV | BK-1 | LOAD
34508503 | DAY | ZONE | DAY | 40243509 | GLADYRUN | 69 KV | BK-2 | LOAD
34508503 | DAY | ZONE | DAY | 40243507 | GLADYRUN | 69 KV | BK-3 | LOAD
34508503 | DAY | ZONE | DAY | 40243511 | GRATIS | 69 KV | BK-1 | LOAD
34508503 | DAY | ZONE | DAY | 40243513 | GREENFIE | 69 KV | BK-1 | LOAD
34508503 | DAY | ZONE | DAY | 40243515 | GREENFIE | 69 KV | BK-2 | LOAD
34508503 | DAY | ZONE | DAY | 48934069 | H ANNA I | 69 KV | ANNA P10 | LOAD
34508503 | DAY | ZONE | DAY | 48934071 | H ANNA I | 69 KV | H ANNA I | LOAD
34508503 | DAY | ZONE | DAY | 2156109913 | HAAS | 138 KV | LOAD | LOAD
34508503 | DAY | ZONE | DAY | 48934057 | HANNA II | 138 KV | HANNA II | LOAD
34508503 | DAY | ZONE | DAY | 48934059 | HANNA II | 138 KV | HONDA | LOAD
34508503 | DAY | ZONE | DAY | 2156109571 | HANNA II | 138 KV | LOAD_K | LOAD
34508503 | DAY | ZONE | DAY | 40243517 | HARRISON | 69 KV | HARRISON | LOAD
34508503 | DAY | ZONE | DAY | 40243521 | HDBINDUS | 69 KV | APTECHNO | LOAD
34508503 | DAY | ZONE | DAY | 40243519 | HDBINDUS | 69 KV | BK-1 | LOAD
34508503 | DAY | ZONE | DAY | 1338422165 | HOLLINGR | 69 KV | T1 | LOAD
34508503 | DAY | ZONE | DAY | 40243523 | HONDAMAR | 69 KV | LOAD1 | LOAD
34508503 | DAY | ZONE | DAY | 40243525 | HONDAMAR | 69 KV | LOAD2 | LOAD
34508503 | DAY | ZONE | DAY | 40243527 | HONDAMAR | 69 KV | LOAD3 | LOAD
34508503 | DAY | ZONE | DAY | 2041961883 | HONDAWND | 69 KV | T-1 LOAD | LOAD
34508503 | DAY | ZONE | DAY | 2041961888 | HONDAWND | 69 KV | T-2 LOAD | LOAD
34508503 | DAY | ZONE | DAY | 123900955 | HOOVERTP | 69 KV | HOOVER3 | LOAD
34508503 | DAY | ZONE | DAY | 40243529 | HUBERHEI | 69 KV | BK-1 | LOAD
34508503 | DAY | ZONE | DAY | 40243531 | HUBERHEI | 69 KV | BK-2 | LOAD
34508503 | DAY | ZONE | DAY | 48934079 | HUNTSVI2 | 69 KV | BK-1 | LOAD
34508503 | DAY | ZONE | DAY | 40243533 | HURSCHRD | 69 KV | BK-1 | LOAD
34508503 | DAY | ZONE | DAY | 40243535 | HUTCHING | 69 KV | BK-A | LOAD
34508503 | DAY | ZONE | DAY | 1107282523 | INDIANLA | 69 KV | 90601-1 | LOAD
34508503 | DAY | ZONE | DAY | 1268563256 | INDIANLA | 69 KV | BK-1 | LOAD
34508503 | DAY | ZONE | DAY | 40243541 | INDIANLA | 69 KV | BK-2 | LOAD
34508503 | DAY | ZONE | DAY | 40243543 | INDIANLA | 69 KV | BK-3 | LOAD
34508503 | DAY | ZONE | DAY | 123900957 | JACKSONC | 69 KV | BK-2 | LOAD
34508503 | DAY | ZONE | DAY | 40243555 | JACKSONC | 69 KV | BK-3 | LOAD
34508503 | DAY | ZONE | DAY | 2156114582 | JACKSONC | 69 KV | JACKMUNI | LOAD
34508503 | DAY | ZONE | DAY | 40243561 | JAMESTOW | 69 KV | BK-1 | LOAD
34508503 | DAY | ZONE | DAY | 40243563 | JAMESTOW | 69 KV | BK-2 | LOAD
34508503 | DAY | ZONE | DAY | 2156113062 | JASPER2 | 69 KV | BK-1 | LOAD
34508503 | DAY | ZONE | DAY | 2156112992 | JEFFERS2 | 69 KV | BK-1 | LOAD
34508503 | DAY | ZONE | DAY | 2156113039 | JEFFERS2 | 69 KV | BK-2 | LOAD
34508503 | DAY | ZONE | DAY | 2156113052 | JEFFERS2 | 69 KV | BK-3 | LOAD
34508503 | DAY | ZONE | DAY | 2156113087 | JEFFERS2 | 69 KV | MOBILE | LOAD
34508503 | DAY | ZONE | DAY | 40243571 | JOHNSONW | 69 KV | LOAD | LOAD
34508503 | DAY | ZONE | DAY | 40243573 | KITTYHAW | 69 KV | LOAD | LOAD
34508503 | DAY | ZONE | DAY | 2156114644 | KTH | 69 KV | KTH | LOAD
34508503 | DAY | ZONE | DAY | 40243575 | KUTHERRD | 69 KV | BK-1 | LOAD
34508503 | DAY | ZONE | DAY | 1305122334 | LAKMDWST | 69 KV | LAKE | LOAD
34508503 | DAY | ZONE | DAY | 40243577 | LEWISBUR | 69 KV | BK-1 | LOAD
34508503 | DAY | ZONE | DAY | 40243579 | LEWISBUR | 69 KV | BK-2 | LOAD
34508503 | DAY | ZONE | DAY | 40243581 | LIBERTY | 69 KV | BK-1 | LOAD
34508503 | DAY | ZONE | DAY | 40243583 | LIBERTY | 69 KV | BK-2 | LOAD
34508503 | DAY | ZONE | DAY | 1305122242 | LORAMIE | 69 KV | BK2 | LOAD
34508503 | DAY | ZONE | DAY | 40243589 | MACEDON | 69 KV | MACEDON | LOAD
34508503 | DAY | ZONE | DAY | 40243587 | MACEDON | 69 KV | MARATHON | LOAD
34508503 | DAY | ZONE | DAY | 40243591 | MANNING | 69 KV | BK-1 | LOAD
34508503 | DAY | ZONE | DAY | 40243593 | MANNING | 69 KV | BK-2 | LOAD
34508503 | DAY | ZONE | DAY | 1369002242 | MARATHON | 69 KV | MARATHON | LOAD
34508503 | DAY | ZONE | DAY | 40243595 | MARTIDPL | 69 KV | BK-1 | LOAD
34508503 | DAY | ZONE | DAY | 40243597 | MARTIDPL | 69 KV | BK-2 | LOAD
34508503 | DAY | ZONE | DAY | 40243599 | MARTIDPL | 69 KV | NEWVIENN | LOAD
34508503 | DAY | ZONE | DAY | 40243601 | MARYSVI3 | 69 KV | BK-1 | LOAD
34508503 | DAY | ZONE | DAY | 40243603 | MARYSVI3 | 69 KV | BK-2 | LOAD
34508503 | DAY | ZONE | DAY | 40243605 | MARYSVI3 | 69 KV | WESTMARY | LOAD
34508503 | DAY | ZONE | DAY | 40243607 | MCCARTYV | 69 KV | BK-1 | LOAD
34508503 | DAY | ZONE | DAY | 40243609 | MCCARTYV | 69 KV | BK-2 | LOAD
34508503 | DAY | ZONE | DAY | 40243611 | METALSHR | 69 KV | BK-1 | LOAD
34508503 | DAY | ZONE | DAY | 48934083 | MIDD DAY | 138 KV | BK-1 | LOAD
34508503 | DAY | ZONE | DAY | 40243613 | MIDVALLE | 69 KV | LOAD | LOAD
34508503 | DAY | ZONE | DAY | 2156110488 | MILCREEK | 138 KV | BK-2 | LOAD
34508503 | DAY | ZONE | DAY | 106856783 | MILCREEK | 138 KV | BK-3 | LOAD
34508503 | DAY | ZONE | DAY | 40243615 | MINSTER | 69 KV | LOAD | LOAD
34508503 | DAY | ZONE | DAY | 40243617 | NEWBREME | 69 KV | LOAD | LOAD
34508503 | DAY | ZONE | DAY | 1305122261 | NEWBREME | 69 KV | WMD | LOAD
34508503 | DAY | ZONE | DAY | 40243619 | NEWHOLLA | 69 KV | BK-2 | LOAD
34508503 | DAY | ZONE | DAY | 40243621 | NEWLEBAN | 69 KV | BK-1 | LOAD
34508503 | DAY | ZONE | DAY | 40243623 | NEWLEBAN | 69 KV | BK-2 | LOAD
34508503 | DAY | ZONE | DAY | 40243625 | NEWPORT2 | 69 KV | LOAD | LOAD
34508503 | DAY | ZONE | DAY | 40243627 | NOBLEREA | 69 KV | LOAD | LOAD
34508503 | DAY | ZONE | DAY | 1318135705 | NORMAN | 69 KV | BK1 | LOAD
34508503 | DAY | ZONE | DAY | 48934087 | NORMAN | 69 KV | BK-2 | LOAD
34508503 | DAY | ZONE | DAY | 40243629 | NORTHLAW | 69 KV | BK-2 | LOAD
34508503 | DAY | ZONE | DAY | 40243631 | NWURBANA | 69 KV | LOAD | LOAD
34508503 | DAY | ZONE | DAY | 2156113105 | OCTA | 69 KV | BK-2 | LOAD
34508503 | DAY | ZONE | DAY | 2156114672 | PANTHER2 | 69 KV | BK-1 | LOAD
34508503 | DAY | ZONE | DAY | 2156114677 | PANTHER2 | 69 KV | BK-2 | LOAD
34508503 | DAY | ZONE | DAY | 2156114780 | PANTHER2 | 69 KV | BK-3 | LOAD
34508503 | DAY | ZONE | DAY | 40243633 | PETERSRD | 69 KV | BK-1 | LOAD
34508503 | DAY | ZONE | DAY | 40243635 | PETERSRD | 69 KV | BK-2 | LOAD
34508503 | DAY | ZONE | DAY | 40243637 | PETERSRD | 69 KV | BK-4 | LOAD
34508503 | DAY | ZONE | DAY | 40243639 | PETERSRD | 69 KV | BK-5 | LOAD
34508503 | DAY | ZONE | DAY | 40243641 | PHONETON | 69 KV | BK-1 | LOAD
34508503 | DAY | ZONE | DAY | 40243643 | PHONETON | 69 KV | BK-2 | LOAD
34508503 | DAY | ZONE | DAY | 40243645 | PIQUA3 | 69 KV | LOAD | LOAD
34508503 | DAY | ZONE | DAY | 40243647 | PIQUA4 | 69 KV | LOAD | LOAD
34508503 | DAY | ZONE | DAY | 40243649 | PIQUA5 | 69 KV | LOAD | LOAD
34508503 | DAY | ZONE | DAY | 40243653 | ROBINSO2 | 69 KV | BK-2 | LOAD
34508503 | DAY | ZONE | DAY | 40243651 | ROBINSO2 | 69 KV | BK-3 | LOAD
34508503 | DAY | ZONE | DAY | 40243655 | ROCKFORD | 69 KV | BK-1 | LOAD
34508503 | DAY | ZONE | DAY | 40243657 | ROCKFORD | 69 KV | BK-2 | LOAD
34508503 | DAY | ZONE | DAY | 40243659 | ROSEREA | 69 KV | ROSEHILL | LOAD
34508503 | DAY | ZONE | DAY | 40243661 | RUSSIA | 69 KV | BK-2 | LOAD
34508503 | DAY | ZONE | DAY | 40243663 | SABINA | 69 KV | BK-1 | LOAD
34508503 | DAY | ZONE | DAY | 40243665 | SABINA | 69 KV | BK-2 | LOAD
34508503 | DAY | ZONE | DAY | 40243667 | SALEMDPL | 69 KV | BK-1 | LOAD
34508503 | DAY | ZONE | DAY | 40243669 | SALEMDPL | 69 KV | BK-2 | LOAD
34508503 | DAY | ZONE | DAY | 2156112986 | SCHARLES | 69 KV | BK-2 | LOAD
34508503 | DAY | ZONE | DAY | 2156113049 | SCHARLES | 69 KV | MOBILE | LOAD
34508503 | DAY | ZONE | DAY | 1305122290 | SHARPREA | 69 KV | BK1 | LOAD
34508503 | DAY | ZONE | DAY | 40243671 | SHILOH2 | 69 KV | BK-1 | LOAD
34508503 | DAY | ZONE | DAY | 40243673 | SHILOH2 | 69 KV | BK-2 | LOAD
34508503 | DAY | ZONE | DAY | 1268563365 | SOUTHTWN | 69 KV | BK-1 | LOAD
34508503 | DAY | ZONE | DAY | 1268563366 | SOUTHTWN | 69 KV | BK-2 | LOAD
34508503 | DAY | ZONE | DAY | 1268563364 | SOUTHTWN | 69 KV | BK-3 | LOAD
34508503 | DAY | ZONE | DAY | 40243675 | SOUTHWE2 | 69 KV | BK-1 | LOAD
34508503 | DAY | ZONE | DAY | 40243677 | SOUTHWEQ | 69 KV | BK-1 | LOAD
34508503 | DAY | ZONE | DAY | 40243679 | SOUTHWEQ | 69 KV | BK-2 | LOAD
34508503 | DAY | ZONE | DAY | 2156114612 | ST_PARIS | 69 KV | BK-2 | LOAD
34508503 | DAY | ZONE | DAY | 40243683 | STILLWAT | 69 KV | BK-2 | LOAD
34508503 | DAY | ZONE | DAY | 40243681 | STILLWAT | 69 KV | BK-3 | LOAD
34508503 | DAY | ZONE | DAY | 2156114077 | STROUT66 | 69 KV | SR66 | LOAD
34508503 | DAY | ZONE | DAY | 1107282417 | TAIT | 12.5 KV | LOAD | LOAD
34508503 | DAY | ZONE | DAY | 48934045 | TAIT | 69 KV | EAKERBK1 | LOAD
34508503 | DAY | ZONE | DAY | 48934047 | TAIT | 69 KV | EAKERBK2 | LOAD
34508503 | DAY | ZONE | DAY | 48934089 | TEXAS E | 69 KV | TEXAS E | LOAD
34508503 | DAY | ZONE | DAY | 40243689 | TIPPCITY | 69 KV | BK-2 | LOAD
34508503 | DAY | ZONE | DAY | 40243691 | TIPPMUNI | 69 KV | LOAD1 | LOAD
34508503 | DAY | ZONE | DAY | 40243693 | TIPPMUNI | 69 KV | LOAD2 | LOAD
34508503 | DAY | ZONE | DAY | 1369002210 | TREATY | 69 KV | BH2 | LOAD
34508503 | DAY | ZONE | DAY | 40243685 | TREATY | 69 KV | BK-3 | LOAD
34508503 | DAY | ZONE | DAY | 40243695 | TROYDPL | 69 KV | BK-1 | LOAD
34508503 | DAY | ZONE | DAY | 40243697 | TROYDPL | 69 KV | BK-2 | LOAD
34508503 | DAY | ZONE | DAY | 40243699 | VA DPL | 69 KV | LOAD1 | LOAD
34508503 | DAY | ZONE | DAY | 40243701 | VA DPL | 69 KV | LOAD2 | LOAD
34508503 | DAY | ZONE | DAY | 40243705 | VERSAILL | 69 KV | SUB1 | LOAD
34508503 | DAY | ZONE | DAY | 40243707 | VERSAILL | 69 KV | SUB2 | LOAD
34508503 | DAY | ZONE | DAY | 40243703 | VERSAILL | 69 KV | SUB3 | LOAD
34508503 | DAY | ZONE | DAY | 40243377 | WASHIDPL | 69 KV | BK-1 | LOAD
34508503 | DAY | ZONE | DAY | 40243379 | WASHIDPL | 69 KV | BK-2 | LOAD
34508503 | DAY | ZONE | DAY | 48934049 | WATK TAP | 138 KV | WATK UN1 | LOAD
34508503 | DAY | ZONE | DAY | 48934051 | WATK TAP | 138 KV | WATK UN2 | LOAD
34508503 | DAY | ZONE | DAY | 40243709 | WAYNESVI | 69 KV | BK-1 | LOAD
34508503 | DAY | ZONE | DAY | 40243711 | WAYNESVI | 69 KV | BK-2 | LOAD
34508503 | DAY | ZONE | DAY | 40243713 | WEBBRD | 69 KV | BK-2M | LOAD
34508503 | DAY | ZONE | DAY | 40243715 | WILMING2 | 69 KV | BK-1 | LOAD
34508503 | DAY | ZONE | DAY | 40243717 | WILMING2 | 69 KV | BK-2 | LOAD
34508503 | DAY | ZONE | DAY | 48934091 | WILMING2 | 69 KV | COLSTBK1 | LOAD
34508503 | DAY | ZONE | DAY | 40243721 | WMILTON | 69 KV | BK-1 | LOAD
34508503 | DAY | ZONE | DAY | 40243723 | WMILTON | 69 KV | BK-2 | LOAD
34508503 | DAY | ZONE | DAY | 40243725 | WMINGO | 69 KV | WMINGO | LOAD
34508503 | DAY | ZONE | DAY | 2156110489 | WOLFCRK | 69 KV | BK-2 | LOAD
34508503 | DAY | ZONE | DAY | 40243727 | WOODSTOC | 69 KV | BK-2 | LOAD
34508503 | DAY | ZONE | DAY | 48934065 | WRIGHTST | 69 KV | BK1 | LOAD
34508503 | DAY | ZONE | DAY | 48934063 | WRIGHTST | 69 KV | BK2 | LOAD
34508503 | DAY | ZONE | DAY | 48934061 | WSORONA | 69 KV | DARKEREA | LOAD
34508503 | DAY | ZONE | DAY | 40243729 | XENIA | 69 KV | BK-1 | LOAD
34508503 | DAY | ZONE | DAY | 40243731 | XENIA | 69 KV | BK-2 | LOAD
34508503 | DAY | ZONE | DAY | 40243733 | YELLOWSP | 69 KV | BK-1 | LOAD
34508503 | DAY | ZONE | DAY | 40243735 | YELLOWSP | 69 KV | BK-2 | LOAD
124076095 | DEOK | ZONE | DEOK | 123901063 | 08ACHLTZ | 69 KV | BK1 | LOAD
124076095 | DEOK | ZONE | DEOK | 123901065 | 08ACHLTZ | 69 KV | BK2 | LOAD
124076095 | DEOK | ZONE | DEOK | 123901067 | 08AMELIA | 69 KV | BK1 | LOAD
124076095 | DEOK | ZONE | DEOK | 123901069 | 08AMELIA | 69 KV | BK2 | LOAD
124076095 | DEOK | ZONE | DEOK | 1084386162 | 08ASHLD7 | 138 KV | BK7 | LOAD
124076095 | DEOK | ZONE | DEOK | 119117543 | 08ASHLD7 | 138 KV | BK8 | LOAD
124076095 | DEOK | ZONE | DEOK | 119117541 | 08ASHLD7 | 138 KV | BK9 | LOAD
124076095 | DEOK | ZONE | DEOK | 119117547 | 08BARDAM | 69 KV | LDG | LOAD
124076095 | DEOK | ZONE | DEOK | 119117549 | 08BEAVER | 69 KV | LD41 | LOAD
124076095 | DEOK | ZONE | DEOK | 119117551 | 08BEAVER | 69 KV | LD42 | LOAD
124076095 | DEOK | ZONE | DEOK | 123901073 | 08BERKSH | 69 KV | BK1 | LOAD
124076095 | DEOK | ZONE | DEOK | 123901075 | 08BERKSH | 69 KV | BK2 | LOAD
124076095 | DEOK | ZONE | DEOK | 123901071 | 08BLARVL | 69 KV | BK1 | LOAD
124076095 | DEOK | ZONE | DEOK | 119117553 | 08BRIGT3 | 69 KV | BK3 | LOAD
124076095 | DEOK | ZONE | DEOK | 119117555 | 08BRIGT3 | 69 KV | BK4 | LOAD
124076095 | DEOK | ZONE | DEOK | 119117557 | 08BROWER | 69 KV | LD1 | LOAD
124076095 | DEOK | ZONE | DEOK | 1305124333 | 08BROWN | 138 KV | TB2 | LOAD
124076095 | DEOK | ZONE | DEOK | 123901079 | 08BROWN | 33 KV | LD1 | LOAD
124076095 | DEOK | ZONE | DEOK | 123901077 | 08BROWN | 69 KV | 41 | LOAD
124076095 | DEOK | ZONE | DEOK | 123901081 | 08BURNS | 69 KV | LD1 | LOAD
124076095 | DEOK | ZONE | DEOK | 1268565991 | 08CANAL | 69 KV | TB1 LD | LOAD
124076095 | DEOK | ZONE | DEOK | 123901083 | 08CCALF | 69 KV | LD1 | LOAD
124076095 | DEOK | ZONE | DEOK | 123901085 | 08CCALF | 69 KV | LD2 | LOAD
124076095 | DEOK | ZONE | DEOK | 123901087 | 08CCALF | 69 KV | LD3 | LOAD
124076095 | DEOK | ZONE | DEOK | 123901089 | 08CCALF | 69 KV | LD4 | LOAD
124076095 | DEOK | ZONE | DEOK | 119117559 | 08CLRYVL | 69 KV | LD1 | LOAD
124076095 | DEOK | ZONE | DEOK | 119117561 | 08CLRYVL | 69 KV | LD2 | LOAD
124076095 | DEOK | ZONE | DEOK | 119117563 | 08CLRYVL | 69 KV | LD3 | LOAD
124076095 | DEOK | ZONE | DEOK | 119117565 | 08CNSTNC | 138 KV | BK2 | LOAD
124076095 | DEOK | ZONE | DEOK | 119117567 | 08CNSTNC | 69 KV | BK1 | LOAD
124076095 | DEOK | ZONE | DEOK | 119117569 | 08CNTRAL | 69 KV | BK1 | LOAD
124076095 | DEOK | ZONE | DEOK | 119117571 | 08CNTRAL | 69 KV | BK2 | LOAD
124076095 | DEOK | ZONE | DEOK | 119117573 | 08COLDSP | 138 KV | BK1 | LOAD
124076095 | DEOK | ZONE | DEOK | 119117575 | 08COLDSP | 69 KV | LD9 | LOAD
124076095 | DEOK | ZONE | DEOK | 119117577 | 08COOPER | 138 KV | BK2 | LOAD
124076095 | DEOK | ZONE | DEOK | 119117579 | 08CRITDN | 69 KV | LD41 | LOAD
124076095 | DEOK | ZONE | DEOK | 119117581 | 08CRITDN | 69 KV | LD42 | LOAD
124076095 | DEOK | ZONE | DEOK | 123901091 | 08CRLISL | 13.2 KV | LD2 | LOAD
124076095 | DEOK | ZONE | DEOK | 123901093 | 08CRYSTL | 69 KV | LD1 | LOAD
124076095 | DEOK | ZONE | DEOK | 119117583 | 08D_JSPH | 69 KV | LD1 | LOAD
124076095 | DEOK | ZONE | DEOK | 119117585 | 08DECRSY | 69 KV | LD3 | LOAD
124076095 | DEOK | ZONE | DEOK | 119117587 | 08DELHI | 69 KV | BK3 | LOAD
124076095 | DEOK | ZONE | DEOK | 119117589 | 08DIXIE | 69 KV | BK1 | LOAD
124076095 | DEOK | ZONE | DEOK | 119117591 | 08DIXIE | 69 KV | BK2 | LOAD
124076095 | DEOK | ZONE | DEOK | 1666107401 | 08DIXIE | 69 KV | TB4 | LOAD
124076095 | DEOK | ZONE | DEOK | 119117593 | 08DRYCRK | 69 KV | LD1 | LOAD
124076095 | DEOK | ZONE | DEOK | 119117595 | 08EBNZR5 | 138 KV | BK3 | LOAD
124076095 | DEOK | ZONE | DEOK | 2156110189 | 08EBNZR5 | 138 KV | BK6 | LOAD
124076095 | DEOK | ZONE | DEOK | 119117597 | 08EBNZR5 | 69 KV | BK1 | LOAD
124076095 | DEOK | ZONE | DEOK | 119117599 | 08EBNZR5 | 69 KV | BK4 | LOAD
124076095 | DEOK | ZONE | DEOK | 119117603 | 08EMRYIN | 69 KV | LD1 | LOAD
124076095 | DEOK | ZONE | DEOK | 123901095 | 08EMWOD1 | 13.2 KV | LD6 | LOAD
124076095 | DEOK | ZONE | DEOK | 119117605 | 08EMWOD1 | 138 KV | BK7 | LOAD
124076095 | DEOK | ZONE | DEOK | 2156115010 | 08EMWOD1 | 138 KV | TB8 | LOAD
124076095 | DEOK | ZONE | DEOK | 2156115013 | 08EMWOD1 | 69 KV | TB10 | LOAD
124076095 | DEOK | ZONE | DEOK | 2156115101 | 08EMWOD1 | 69 KV | TB9 | LOAD
124076095 | DEOK | ZONE | DEOK | 119117609 | 08EVNDL2 | 138 KV | GE4 | LOAD
124076095 | DEOK | ZONE | DEOK | 119117607 | 08EVNDL2 | 138 KV | GE5 | LOAD
124076095 | DEOK | ZONE | DEOK | 119117613 | 08EVNDL2 | 138 KV | GE6 | LOAD
124076095 | DEOK | ZONE | DEOK | 119117611 | 08EVNDL2 | 138 KV | GE7 | LOAD
124076095 | DEOK | ZONE | DEOK | 1218908543 | 08EVNDL2 | 138 KV | GE8 | LOAD
124076095 | DEOK | ZONE | DEOK | 123901097 | 08EVNDL2 | 33 KV | LD1 | LOAD
124076095 | DEOK | ZONE | DEOK | 123901099 | 08FARFAX | 69 KV | BK2 | LOAD
124076095 | DEOK | ZONE | DEOK | 123901101 | 08FARFAX | 69 KV | BK3 | LOAD
124076095 | DEOK | ZONE | DEOK | 2155501944 | 08FARFAX | 69 KV | BK4 | LOAD
124076095 | DEOK | ZONE | DEOK | 123901103 | 08FELCTY | 69 KV | LD1 | LOAD
124076095 | DEOK | ZONE | DEOK | 123901105 | 08FELCTY | 69 KV | LD2 | LOAD
124076095 | DEOK | ZONE | DEOK | 119117617 | 08FERGSN | 69 KV | BK1 | LOAD
124076095 | DEOK | ZONE | DEOK | 119117619 | 08FERGSN | 69 KV | BK2 | LOAD
124076095 | DEOK | ZONE | DEOK | 119117649 | 08FRFLD1 | 138 KV | BK1 | LOAD
124076095 | DEOK | ZONE | DEOK | 119117651 | 08FRFLD1 | 138 KV | BK3 | LOAD
124076095 | DEOK | ZONE | DEOK | 119117653 | 08FRFLD1 | 138 KV | BK4 | LOAD
124076095 | DEOK | ZONE | DEOK | 119117655 | 08FRFLD1 | 138 KV | BK6 | LOAD
124076095 | DEOK | ZONE | DEOK | 123901107 | 08FRFLD1 | 33 KV | LD2 | LOAD
124076095 | DEOK | ZONE | DEOK | 123901109 | 08GASTON | 69 KV | LD1 | LOAD
124076095 | DEOK | ZONE | DEOK | 123901111 | 08GEOTWN | 69 KV | LD4 | LOAD
124076095 | DEOK | ZONE | DEOK | 119117657 | 08GRANT | 69 KV | LD41 | LOAD
124076095 | DEOK | ZONE | DEOK | 119117659 | 08GRANT | 69 KV | LD42 | LOAD
124076095 | DEOK | ZONE | DEOK | 119117661 | 08HALL1 | 138 KV | BK1 | LOAD
124076095 | DEOK | ZONE | DEOK | 119117663 | 08HALL1 | 138 KV | BK2 | LOAD
124076095 | DEOK | ZONE | DEOK | 123901113 | 08HAMLET | 69 KV | LD1 | LOAD
124076095 | DEOK | ZONE | DEOK | 123901115 | 08HAMLET | 69 KV | LD2 | LOAD
124076095 | DEOK | ZONE | DEOK | 119117667 | 08IVYDL1 | 69 KV | BK1 | LOAD
124076095 | DEOK | ZONE | DEOK | 119117669 | 08IVYDL1 | 69 KV | BK2 | LOAD
124076095 | DEOK | ZONE | DEOK | 119117671 | 08IVYDL1 | 69 KV | BK4 | LOAD
124076095 | DEOK | ZONE | DEOK | 119117673 | 08JHSNCN | 69 KV | LD1 | LOAD
124076095 | DEOK | ZONE | DEOK | 119117675 | 08KNTWTR | 69 KV | LD1 | LOAD
124076095 | DEOK | ZONE | DEOK | 119117677 | 08LAKEVW | 69 KV | LD1 | LOAD
124076095 | DEOK | ZONE | DEOK | 119117679 | 08LMABRG | 69 KV | LD1 | LOAD
124076095 | DEOK | ZONE | DEOK | 119117681 | 08LMABRG | 69 KV | LD2 | LOAD
124076095 | DEOK | ZONE | DEOK | 119117683 | 08LMABRG | 69 KV | LD3 | LOAD
124076095 | DEOK | ZONE | DEOK | 123901117 | 08LNWOOD | 69 KV | BK1 | LOAD
124076095 | DEOK | ZONE | DEOK | 123901119 | 08LNWOOD | 69 KV | BK2 | LOAD
124076095 | DEOK | ZONE | DEOK | 123901129 | 08M0NROE | 69 KV | LD41 | LOAD
124076095 | DEOK | ZONE | DEOK | 123901131 | 08M0NROE | 69 KV | LD42 | LOAD
124076095 | DEOK | ZONE | DEOK | 123901133 | 08M0NROE | 69 KV | LD43 | LOAD
124076095 | DEOK | ZONE | DEOK | 119117685 | 08MACK1 | 69 KV | BK2 | LOAD
124076095 | DEOK | ZONE | DEOK | 1067164197 | 08MACK1 | 69 KV | BK3 | LOAD
124076095 | DEOK | ZONE | DEOK | 123901121 | 08MARKLY | 69 KV | BK1 | LOAD
124076095 | DEOK | ZONE | DEOK | 123901123 | 08MARKLY | 69 KV | BK2 | LOAD
124076095 | DEOK | ZONE | DEOK | 123901125 | 08MARKLY | 69 KV | BK3 | LOAD
124076095 | DEOK | ZONE | DEOK | 119117687 | 08MARSHL | 69 KV | LD1 | LOAD
124076095 | DEOK | ZONE | DEOK | 123901127 | 08MCMANN | 69 KV | 41 | LOAD
124076095 | DEOK | ZONE | DEOK | 119117689 | 08MIDVAL | 69 KV | LD1 | LOAD
124076095 | DEOK | ZONE | DEOK | 119117691 | 08MONSTW | 69 KV | LD66A | LOAD
124076095 | DEOK | ZONE | DEOK | 119117693 | 08MONSTW | 69 KV | LD66B | LOAD
124076095 | DEOK | ZONE | DEOK | 123901135 | 08MOSCOW | 69 KV | LD2 | LOAD
124076095 | DEOK | ZONE | DEOK | 123901137 | 08MTWASH | 69 KV | LD1 | LOAD
124076095 | DEOK | ZONE | DEOK | 119117695 | 08NEUMAN | 69 KV | LD41 | LOAD
124076095 | DEOK | ZONE | DEOK | 119117697 | 08NEUMAN | 69 KV | LD42 | LOAD
124076095 | DEOK | ZONE | DEOK | 123901139 | 08NICHOL | 69 KV | BK1 | LOAD
124076095 | DEOK | ZONE | DEOK | 123901141 | 08NICHOL | 69 KV | BK2 | LOAD
124076095 | DEOK | ZONE | DEOK | 123901143 | 08NRCHMD | 69 KV | BK1 | LOAD
124076095 | DEOK | ZONE | DEOK | 1552834231 | 08NRCHMD | 69 KV | BK2 | LOAD
124076095 | DEOK | ZONE | DEOK | 119117699 | 08NWPTST | 69 KV | LDG | LOAD
124076095 | DEOK | ZONE | DEOK | 1869184162 | 08OAKLEY | 138 KV | BK1 | LOAD
124076095 | DEOK | ZONE | DEOK | 119117703 | 08OAKLEY | 138 KV | BK14 | LOAD
124076095 | DEOK | ZONE | DEOK | 1869184160 | 08OAKLEY | 138 KV | BK4 | LOAD
124076095 | DEOK | ZONE | DEOK | 119117701 | 08OAKLEY | 138 KV | BK7 | LOAD
124076095 | DEOK | ZONE | DEOK | 123901145 | 08OAKLEY | 69 KV | BK5 | LOAD
124076095 | DEOK | ZONE | DEOK | 123901147 | 08OAKLEY | 69 KV | LD11 | LOAD
124076095 | DEOK | ZONE | DEOK | 123901153 | 08OLIVE | 69 KV | BK1 | LOAD
124076095 | DEOK | ZONE | DEOK | 2155501946 | 08OLIVE | 69 KV | BK2 | LOAD
124076095 | DEOK | ZONE | DEOK | 123901337 | 08PISGAH | 69 KV | LD41 | LOAD
124076095 | DEOK | ZONE | DEOK | 123901339 | 08PISGAH | 69 KV | LD42 | LOAD
124076095 | DEOK | ZONE | DEOK | 123901341 | 08PISGAH | 69 KV | LD43 | LOAD
124076095 | DEOK | ZONE | DEOK | 123901343 | 08PISGAH | 69 KV | LD44 | LOAD
124076095 | DEOK | ZONE | DEOK | 119117705 | 08PRICHL | 69 KV | BK4 | LOAD
124076095 | DEOK | ZONE | DEOK | 119117707 | 08PRICHL | 69 KV | BK5 | LOAD
124076095 | DEOK | ZONE | DEOK | 119117709 | 08RCHWOD | 69 KV | LD41 | LOAD
124076095 | DEOK | ZONE | DEOK | 119117711 | 08RCHWOD | 69 KV | LD42 | LOAD
124076095 | DEOK | ZONE | DEOK | 119117713 | 08RCHWOD | 69 KV | LD43 | LOAD
124076095 | DEOK | ZONE | DEOK | 2156113908 | 08RCHWOD | 69 KV | LD44 | LOAD
124076095 | DEOK | ZONE | DEOK | 1369004397 | 08RYBOLT | 69 KV | LD1 | LOAD
124076095 | DEOK | ZONE | DEOK | 119117715 | 08RYBOLT | 69 KV | LD2 | LOAD
124076095 | DEOK | ZONE | DEOK | 119117717 | 08SAYLPK | 69 KV | LD1 | LOAD
124076095 | DEOK | ZONE | DEOK | 123901155 | 08SBETHL | 69 KV | BK1 | LOAD
124076095 | DEOK | ZONE | DEOK | 123901157 | 08SBETHL | 69 KV | BK3 | LOAD
124076095 | DEOK | ZONE | DEOK | 123901161 | 08SENCO | 69 KV | LD2 | LOAD
124076095 | DEOK | ZONE | DEOK | 119117721 | 08SMRSD1 | 138 KV | BK3 | LOAD
124076095 | DEOK | ZONE | DEOK | 119117719 | 08SMRSD1 | 138 KV | BK5 | LOAD
124076095 | DEOK | ZONE | DEOK | 2156113923 | 08SMRSD1 | 33 KV | LD_2 | LOAD
124076095 | DEOK | ZONE | DEOK | 2156113887 | 08SMRSD1 | 69 KV | LD_1 | LOAD
124076095 | DEOK | ZONE | DEOK | 123901163 | 08SMRSD1 | 69 KV | LD4 | LOAD
124076095 | DEOK | ZONE | DEOK | 123901169 | 08SUTTON | 69 KV | LD2 | LOAD
124076095 | DEOK | ZONE | DEOK | 123901171 | 08TBSCO1 | 13.2 KV | LD5 | LOAD
124076095 | DEOK | ZONE | DEOK | 119117727 | 08TBSCO1 | 138 KV | BK1 | LOAD
124076095 | DEOK | ZONE | DEOK | 119117723 | 08TBSCO1 | 138 KV | BK3 | LOAD
124076095 | DEOK | ZONE | DEOK | 119117725 | 08TBSCO1 | 138 KV | BK4 | LOAD
124076095 | DEOK | ZONE | DEOK | 119117729 | 08UNION | 138 KV | BK1 | LOAD
124076095 | DEOK | ZONE | DEOK | 123901173 | 08UNION | 69 KV | LD9 | LOAD
124076095 | DEOK | ZONE | DEOK | 119117731 | 08VERONA | 69 KV | LD1 | LOAD
124076095 | DEOK | ZONE | DEOK | 2155501947 | 08VERONA | 69 KV | LD2 | LOAD
124076095 | DEOK | ZONE | DEOK | 119117733 | 08VILLA1 | 69 KV | BK1 | LOAD
124076095 | DEOK | ZONE | DEOK | 119117735 | 08VILLA1 | 69 KV | BK2 | LOAD
124076095 | DEOK | ZONE | DEOK | 2156109357 | 08VILLA1 | 69 KV | BK4 | LOAD
124076095 | DEOK | ZONE | DEOK | 119117737 | 08WARREN | 138 KV | BK3 | LOAD
124076095 | DEOK | ZONE | DEOK | 123901175 | 08WARREN | 69 KV | LD650 | LOAD
124076095 | DEOK | ZONE | DEOK | 119117739 | 08WHITWR | 69 KV | LD2 | LOAD
124076095 | DEOK | ZONE | DEOK | 2156114658 | 08WHITWR | 69 KV | LD3 | LOAD
124076095 | DEOK | ZONE | DEOK | 119117741 | 08WHITWR | 69 KV | LD41 | LOAD
124076095 | DEOK | ZONE | DEOK | 123901177 | 08WITHAM | 69 KV | LD1 | LOAD
124076095 | DEOK | ZONE | DEOK | 123901179 | 08WITHAM | 69 KV | LD2 | LOAD
124076095 | DEOK | ZONE | DEOK | 123901181 | 08WITHAM | 69 KV | LD3 | LOAD
124076095 | DEOK | ZONE | DEOK | 123901183 | 08WITHAM | 69 KV | LD4 | LOAD
124076095 | DEOK | ZONE | DEOK | 119117747 | 08WLDER1 | 13.2 KV | LD1 | LOAD
124076095 | DEOK | ZONE | DEOK | 119117749 | 08WLDER1 | 13.2 KV | LD2 | LOAD
124076095 | DEOK | ZONE | DEOK | 119117743 | 08WLDER1 | 138 KV | LD3 | LOAD
124076095 | DEOK | ZONE | DEOK | 119117745 | 08WLDER1 | 138 KV | LD4 | LOAD
124076095 | DEOK | ZONE | DEOK | 2156110525 | AERO1 | 138 KV | LOAD1 | LOAD
124076095 | DEOK | ZONE | DEOK | 2156110524 | AERO1 | 138 KV | LOAD2 | LOAD
124076095 | DEOK | ZONE | DEOK | 2156110523 | AERO1 | 138 KV | LOAD3 | LOAD
124076095 | DEOK | ZONE | DEOK | 2156110526 | AERO1 | 138 KV | LOAD4 | LOAD
124076095 | DEOK | ZONE | DEOK | 2156109603 | AKSTL602 | 138 KV | 602LD1 | LOAD
124076095 | DEOK | ZONE | DEOK | 2156109602 | AKSTL602 | 138 KV | 602LD2 | LOAD
124076095 | DEOK | ZONE | DEOK | 2156109600 | AKSTL606 | 138 KV | BK25 | LOAD
124076095 | DEOK | ZONE | DEOK | 2156109601 | AKSTL606 | 138 KV | BK26 | LOAD
124076095 | DEOK | ZONE | DEOK | 119117751 | ALEX_SO | 69 KV | LD41 | LOAD
124076095 | DEOK | ZONE | DEOK | 123901185 | ALLEND | 69 KV | BK1 | LOAD
124076095 | DEOK | ZONE | DEOK | 2156110192 | ALLEND | 69 KV | BK2 | LOAD
124076095 | DEOK | ZONE | DEOK | 123901187 | AMANDA | 69 KV | LD1 | LOAD
124076095 | DEOK | ZONE | DEOK | 119117755 | ARMCO_1C | 138 KV | BK17 | LOAD
124076095 | DEOK | ZONE | DEOK | 119117757 | ARMCO_1C | 138 KV | BK18 | LOAD
124076095 | DEOK | ZONE | DEOK | 123901189 | ARMCO_MP | 69 KV | LD1 | LOAD
124076095 | DEOK | ZONE | DEOK | 119117753 | ATLAS | 69 KV | LD1 | LOAD
124076095 | DEOK | ZONE | DEOK | 119117759 | AUGTINE | 138 KV | BK1 | LOAD
124076095 | DEOK | ZONE | DEOK | 1666107547 | AUGTINE | 138 KV | BK3 | LOAD
124076095 | DEOK | ZONE | DEOK | 119117761 | AUGTINE | 138 KV | BK5 | LOAD
124076095 | DEOK | ZONE | DEOK | 123901191 | AVON_DK | 69 KV | LD1 | LOAD
124076095 | DEOK | ZONE | DEOK | 123901193 | AVON_DK | 69 KV | LD2 | LOAD
124076095 | DEOK | ZONE | DEOK | 119117763 | BECKET | 138 KV | BK1 | LOAD
124076095 | DEOK | ZONE | DEOK | 119117783 | BELVUE | 138 KV | BK1 | LOAD
124076095 | DEOK | ZONE | DEOK | 119117785 | BELVUE | 138 KV | BK2 | LOAD
124076095 | DEOK | ZONE | DEOK | 119117787 | BETHNY | 138 KV | BK1 | LOAD
124076095 | DEOK | ZONE | DEOK | 119117793 | BETHNY | 138 KV | BK2 | LOAD
124076095 | DEOK | ZONE | DEOK | 119117789 | BETHNY | 138 KV | BK3 | LOAD
124076095 | DEOK | ZONE | DEOK | 119117791 | BETHNY | 138 KV | BK4 | LOAD
124076095 | DEOK | ZONE | DEOK | 123901197 | BU_COLRN | 69 KV | LD1 | LOAD
124076095 | DEOK | ZONE | DEOK | 123901199 | BU_JACKB | 69 KV | LD1 | LOAD
124076095 | DEOK | ZONE | DEOK | 123901201 | BU_LAYHG | 69 KV | LD1 | LOAD
124076095 | DEOK | ZONE | DEOK | 123901203 | BU_MILFD | 69 KV | LD1 | LOAD
124076095 | DEOK | ZONE | DEOK | 123901205 | BU_MILL | 69 KV | LD1 | LOAD
124076095 | DEOK | ZONE | DEOK | 123901207 | BU_OXFRD | 69 KV | LD1 | LOAD
124076095 | DEOK | ZONE | DEOK | 123901209 | BU_ROSS | 69 KV | LD1 | LOAD
124076095 | DEOK | ZONE | DEOK | 123901211 | BU_STILL | 69 KV | LD1 | LOAD
124076095 | DEOK | ZONE | DEOK | 123901213 | BU_TODD | 69 KV | LD1 | LOAD
124076095 | DEOK | ZONE | DEOK | 123901215 | BU_TOLBT | 69 KV | LD1 | LOAD
124076095 | DEOK | ZONE | DEOK | 123901217 | BU_WALEX | 69 KV | LD1 | LOAD
124076095 | DEOK | ZONE | DEOK | 119117797 | BUFFINGT | 138 KV | BK3 | LOAD
124076095 | DEOK | ZONE | DEOK | 119117799 | BUFFINGT | 138 KV | BK4 | LOAD
124076095 | DEOK | ZONE | DEOK | 119117795 | BUFFINGT | 138 KV | BK7 | LOAD
124076095 | DEOK | ZONE | DEOK | 123901219 | C_OF_LEB | 69 KV | LD1 | LOAD
124076095 | DEOK | ZONE | DEOK | 119117803 | CEDARVIL | 138 KV | BK1 | LOAD
124076095 | DEOK | ZONE | DEOK | 119117805 | CEDARVIL | 138 KV | BK2 | LOAD
124076095 | DEOK | ZONE | DEOK | 119117807 | CHARLES | 138 KV | BK10 | LOAD
124076095 | DEOK | ZONE | DEOK | 119117809 | CHARLES | 138 KV | BK11 | LOAD
124076095 | DEOK | ZONE | DEOK | 119117811 | CHARLES | 138 KV | BK12 | LOAD
124076095 | DEOK | ZONE | DEOK | 119117813 | CHARLES | 138 KV | BK13 | LOAD
124076095 | DEOK | ZONE | DEOK | 123901221 | CHESTER1 | 69 KV | BK1 | LOAD
124076095 | DEOK | ZONE | DEOK | 123901223 | CHESTER1 | 69 KV | BK2 | LOAD
124076095 | DEOK | ZONE | DEOK | 2156114888 | CITYHAML | 138 KV | T112-113 | LOAD
124076095 | DEOK | ZONE | DEOK | 2156114923 | CITYHAML | 138 KV | T114-115 | LOAD
124076095 | DEOK | ZONE | DEOK | 2156114959 | CITYHAML | 138 KV | T132-133 | LOAD
124076095 | DEOK | ZONE | DEOK | 2156114917 | CITYHAML | 138 KV | T134-135 | LOAD
124076095 | DEOK | ZONE | DEOK | 2156115118 | CITYHAML | 138 KV | T4142 | LOAD
124076095 | DEOK | ZONE | DEOK | 2156115104 | CITYHAML | 138 KV | T4344 | LOAD
124076095 | DEOK | ZONE | DEOK | 2156115006 | CITYHAML | 138 KV | T5142 | LOAD
124076095 | DEOK | ZONE | DEOK | 2156115097 | CITYHAML | 138 KV | T5354 | LOAD
124076095 | DEOK | ZONE | DEOK | 2156112828 | CITYHAML | 69 KV | 69LD1 | LOAD
124076095 | DEOK | ZONE | DEOK | 1775817613 | CLB_DEOK | 138 KV | BANK1 | LOAD
124076095 | DEOK | ZONE | DEOK | 119117815 | CLINTONC | 138 KV | BK1 | LOAD
124076095 | DEOK | ZONE | DEOK | 119117817 | CORNELL | 138 KV | BK1 | LOAD
124076095 | DEOK | ZONE | DEOK | 119117819 | CORNELL | 138 KV | BK3 | LOAD
124076095 | DEOK | ZONE | DEOK | 119117821 | CORNELL | 138 KV | BK4 | LOAD
124076095 | DEOK | ZONE | DEOK | 119117823 | COVNGTN | 69 KV | BK1 | LOAD
124076095 | DEOK | ZONE | DEOK | 1552834343 | COVNGTN | 69 KV | BK2 | LOAD
124076095 | DEOK | ZONE | DEOK | 119117825 | CRESCNT | 138 KV | BK1 | LOAD
124076095 | DEOK | ZONE | DEOK | 119117827 | CRESCNT | 138 KV | BK2 | LOAD
124076095 | DEOK | ZONE | DEOK | 1268565732 | CRESCNT | 138 KV | BK3 | LOAD
124076095 | DEOK | ZONE | DEOK | 119117831 | CUMMIVL | 138 KV | BK1 | LOAD
124076095 | DEOK | ZONE | DEOK | 119117829 | CUMMIVL | 138 KV | BK2 | LOAD
124076095 | DEOK | ZONE | DEOK | 119117833 | CWW_BOON | 69 KV | LD1 | LOAD
124076095 | DEOK | ZONE | DEOK | 123901225 | D_C_GEN | 69 KV | BK1 | LOAD
124076095 | DEOK | ZONE | DEOK | 123901227 | DAY_TECH | 69 KV | LD1 | LOAD
124076095 | DEOK | ZONE | DEOK | 119117835 | DAYTON76 | 138 KV | BK1 | LOAD
124076095 | DEOK | ZONE | DEOK | 119117837 | DEER_PRK | 138 KV | BK1 | LOAD
124076095 | DEOK | ZONE | DEOK | 119117841 | DEER_PRK | 138 KV | BK2 | LOAD
124076095 | DEOK | ZONE | DEOK | 119117839 | DEER_PRK | 138 KV | BK3 | LOAD
124076095 | DEOK | ZONE | DEOK | 119117843 | DEER_PRK | 138 KV | BK5 | LOAD
124076095 | DEOK | ZONE | DEOK | 119117845 | DIMMICK | 138 KV | BK1 | LOAD
124076095 | DEOK | ZONE | DEOK | 119117847 | DIMMICK | 138 KV | BK2 | LOAD
124076095 | DEOK | ZONE | DEOK | 119117849 | DONALDSN | 138 KV | BK1 | LOAD
124076095 | DEOK | ZONE | DEOK | 119117851 | DONALDSN | 138 KV | BK2 | LOAD
124076095 | DEOK | ZONE | DEOK | 2155501949 | DONALDSN | 138 KV | BK3 | LOAD
124076095 | DEOK | ZONE | DEOK | 2155501948 | DONALDSN | 138 KV | BK4 | LOAD
124076095 | DEOK | ZONE | DEOK | 119117853 | DOWNING | 69 KV | BK1 | LOAD
124076095 | DEOK | ZONE | DEOK | 119117855 | DOWNING | 69 KV | BK2 | LOAD
124076095 | DEOK | ZONE | DEOK | 119117857 | DRY_RIDG | 69 KV | BK1 | LOAD
124076095 | DEOK | ZONE | DEOK | 2156111835 | DRY_RIDG | 69 KV | BK3 | LOAD
124076095 | DEOK | ZONE | DEOK | 119117859 | EASTWOOD | 138 KV | BK2 | LOAD
124076095 | DEOK | ZONE | DEOK | 112586111 | EBEND | 20 KV | AUX2A | LOAD
124076095 | DEOK | ZONE | DEOK | 112586113 | EBEND | 20 KV | AUX2B | LOAD
124076095 | DEOK | ZONE | DEOK | 112586115 | EBEND | 20 KV | AUX2C | LOAD
124076095 | DEOK | ZONE | DEOK | 1084386398 | EBEND | 345 KV | TB11 | LOAD
124076095 | DEOK | ZONE | DEOK | 1084386399 | EBEND | 345 KV | TB12 | LOAD
124076095 | DEOK | ZONE | DEOK | 119117621 | EK_SMITH | 69 KV | LD1 | LOAD
124076095 | DEOK | ZONE | DEOK | 119117623 | EK_SMITH | 69 KV | LD2 | LOAD
124076095 | DEOK | ZONE | DEOK | 119117625 | EMPIRE | 69 KV | LD41 | LOAD
124076095 | DEOK | ZONE | DEOK | 119117627 | EMPIRE | 69 KV | LD42 | LOAD
124076095 | DEOK | ZONE | DEOK | 1305124809 | ENYART | 138 KV | TB1 | LOAD
124076095 | DEOK | ZONE | DEOK | 119117629 | ERLAN_GP | 69 KV | LD1 | LOAD
124076095 | DEOK | ZONE | DEOK | 119117635 | FELDMAN | 138 KV | BK1 | LOAD
124076095 | DEOK | ZONE | DEOK | 119117631 | FELDMAN | 138 KV | BK2 | LOAD
124076095 | DEOK | ZONE | DEOK | 119117633 | FELDMAN | 138 KV | BK3 | LOAD
124076095 | DEOK | ZONE | DEOK | 119117637 | FINNEYTN | 138 KV | BK1 | LOAD
124076095 | DEOK | ZONE | DEOK | 119117641 | FINNEYTN | 138 KV | BK2 | LOAD
124076095 | DEOK | ZONE | DEOK | 119117639 | FINNEYTN | 138 KV | BK4 | LOAD
124076095 | DEOK | ZONE | DEOK | 119117643 | FLORNCE | 138 KV | BK1 | LOAD
124076095 | DEOK | ZONE | DEOK | 119117647 | FLORNCE | 138 KV | BK2 | LOAD
124076095 | DEOK | ZONE | DEOK | 119117645 | FLORNCE | 138 KV | BK4 | LOAD
124076095 | DEOK | ZONE | DEOK | 119117861 | FORD_BAT | 138 KV | LD1 | LOAD
124076095 | DEOK | ZONE | DEOK | 119117863 | FORD_BAT | 138 KV | LD2 | LOAD
124076095 | DEOK | ZONE | DEOK | 123901229 | FORD_SH | 69 KV | BK1 | LOAD
124076095 | DEOK | ZONE | DEOK | 123901231 | FORD_SH | 69 KV | BK2 | LOAD
124076095 | DEOK | ZONE | DEOK | 123901233 | FORD_SH | 69 KV | BK3 | LOAD
124076095 | DEOK | ZONE | DEOK | 123901235 | FRANKLAN | 69 KV | BK5 | LOAD
124076095 | DEOK | ZONE | DEOK | 123901237 | FRANKLAN | 69 KV | BK6 | LOAD
124076095 | DEOK | ZONE | DEOK | 2156112494 | GEN_MILL | 69 KV | LD1 | LOAD
124076095 | DEOK | ZONE | DEOK | 2156112435 | GEN_MILL | 69 KV | LD2 | LOAD
124076095 | DEOK | ZONE | DEOK | 123901241 | GILMORE | 69 KV | LD1 | LOAD
124076095 | DEOK | ZONE | DEOK | 123901243 | GILMORE | 69 KV | LD2 | LOAD
124076095 | DEOK | ZONE | DEOK | 123901245 | GLENDALE | 69 KV | LD41 | LOAD
124076095 | DEOK | ZONE | DEOK | 123901247 | GLENDALE | 69 KV | LD42 | LOAD
124076095 | DEOK | ZONE | DEOK | 123901249 | GLENDALE | 69 KV | LD43 | LOAD
124076095 | DEOK | ZONE | DEOK | 123901251 | GLENDALE | 69 KV | LD44 | LOAD
124076095 | DEOK | ZONE | DEOK | 119117865 | GLNVIEW | 138 KV | BK1 | LOAD
124076095 | DEOK | ZONE | DEOK | 119117867 | GLNVIEW | 138 KV | BK3 | LOAD
124076095 | DEOK | ZONE | DEOK | 119117869 | GLNVIEW | 138 KV | BK4 | LOAD
124076095 | DEOK | ZONE | DEOK | 119117871 | GOLF_MNR | 138 KV | BK2 | LOAD
124076095 | DEOK | ZONE | DEOK | 1869184557 | GOODWIN | 69 KV | LOAD | LOAD
124076095 | DEOK | ZONE | DEOK | 2156112166 | HALFACRE | 138 KV | BK1LOAD | LOAD
124076095 | DEOK | ZONE | DEOK | 119117873 | HANDS | 138 KV | BK1 | LOAD
124076095 | DEOK | ZONE | DEOK | 119117875 | HANDS | 138 KV | BK2 | LOAD
124076095 | DEOK | ZONE | DEOK | 119117877 | HEBRON1 | 138 KV | TB1 | LOAD
124076095 | DEOK | ZONE | DEOK | 119117879 | HEBRON1 | 138 KV | TB2 | LOAD
124076095 | DEOK | ZONE | DEOK | 119117883 | HENKEL | 138 KV | BK1 | LOAD
124076095 | DEOK | ZONE | DEOK | 119117885 | HENKEL | 138 KV | BK2 | LOAD
124076095 | DEOK | ZONE | DEOK | 1268565782 | HENSLEY | 69 KV | BK1 | LOAD
124076095 | DEOK | ZONE | DEOK | 123901253 | HENSLEY | 69 KV | BK2 | LOAD
124076095 | DEOK | ZONE | DEOK | 1268565781 | HENSLEY | 69 KV | STA SERV | LOAD
124076095 | DEOK | ZONE | DEOK | 119117887 | HILCRST2 | 138 KV | BK1 | LOAD
124076095 | DEOK | ZONE | DEOK | 123901255 | HUNTERDK | 69 KV | BK1 | LOAD
124076095 | DEOK | ZONE | DEOK | 119117891 | HUSTON | 138 KV | BK1 | LOAD
124076095 | DEOK | ZONE | DEOK | 123901265 | JAKSN_DK | 69 KV | BK3 | LOAD
124076095 | DEOK | ZONE | DEOK | 123901267 | JAKSN_DK | 69 KV | BK4 | LOAD
124076095 | DEOK | ZONE | DEOK | 123901261 | JAKSN_DK | 69 KV | LD1 | LOAD
124076095 | DEOK | ZONE | DEOK | 123901263 | JAKSN_DK | 69 KV | LD2 | LOAD
124076095 | DEOK | ZONE | DEOK | 119117893 | KEMPER | 138 KV | BK1 | LOAD
124076095 | DEOK | ZONE | DEOK | 119117895 | KEMPER | 138 KV | BK5 | LOAD
124076095 | DEOK | ZONE | DEOK | 2156114656 | KENNEL | 69 KV | XFMR1 | LOAD
124076095 | DEOK | ZONE | DEOK | 119117897 | KENTON | 69 KV | BK1 | LOAD
124076095 | DEOK | ZONE | DEOK | 119117899 | KENTON | 69 KV | BK3 | LOAD
124076095 | DEOK | ZONE | DEOK | 123901269 | KING_MIL | 69 KV | BK1 | LOAD
124076095 | DEOK | ZONE | DEOK | 123901271 | KING_MIL | 69 KV | LD41 | LOAD
124076095 | DEOK | ZONE | DEOK | 119117901 | KLEEMAN | 138 KV | BK1 | LOAD
124076095 | DEOK | ZONE | DEOK | 119117905 | KLEEMAN | 138 KV | BK2 | LOAD
124076095 | DEOK | ZONE | DEOK | 119117903 | KLEEMAN | 138 KV | BK3 | LOAD
124076095 | DEOK | ZONE | DEOK | 123901273 | KROG_GLN | 69 KV | LD1 | LOAD
124076095 | DEOK | ZONE | DEOK | 123901275 | KROG_GLN | 69 KV | LD2 | LOAD
124076095 | DEOK | ZONE | DEOK | 123901277 | KROG_GLN | 69 KV | LD3 | LOAD
124076095 | DEOK | ZONE | DEOK | 119117907 | KY_UNIV | 138 KV | BK2 | LOAD
124076095 | DEOK | ZONE | DEOK | 119117909 | KY_UNIV | 138 KV | BK4 | LOAD
124076095 | DEOK | ZONE | DEOK | 119117911 | LAFARGE | 138 KV | BK1 | LOAD
124076095 | DEOK | ZONE | DEOK | 119117917 | LAMB_TEC | 69 KV | LD1 | LOAD
124076095 | DEOK | ZONE | DEOK | 2156110522 | LANDEN | 69 KV | BK1 | LOAD
124076095 | DEOK | ZONE | DEOK | 119117915 | LATERAL | 138 KV | BK7 | LOAD
124076095 | DEOK | ZONE | DEOK | 119117913 | LATERAL | 138 KV | BK8 | LOAD
124076095 | DEOK | ZONE | DEOK | 119117919 | LEVI_STR | 69 KV | LDA | LOAD
124076095 | DEOK | ZONE | DEOK | 119117921 | LEVI_STR | 69 KV | LDB | LOAD
124076095 | DEOK | ZONE | DEOK | 1292909327 | LIBERTYD | 69 KV | BK 2 | LOAD
124076095 | DEOK | ZONE | DEOK | 123901279 | LIBERTYD | 69 KV | BK1 | LOAD
124076095 | DEOK | ZONE | DEOK | 2156114652 | LITTON | 69 KV | XFMR1 | LOAD
124076095 | DEOK | ZONE | DEOK | 2156114762 | LITTON | 69 KV | XFMR2 | LOAD
124076095 | DEOK | ZONE | DEOK | 123901281 | LNCOLN2 | 69 KV | BK3 | LOAD
124076095 | DEOK | ZONE | DEOK | 123901283 | LNCOLN2 | 69 KV | BK4 | LOAD
124076095 | DEOK | ZONE | DEOK | 123901285 | LOCUST | 69 KV | LD3 | LOAD
124076095 | DEOK | ZONE | DEOK | 123901287 | LOCUST | 69 KV | LD4 | LOAD
124076095 | DEOK | ZONE | DEOK | 123901291 | LOCUST | 69 KV | LD42 | LOAD
124076095 | DEOK | ZONE | DEOK | 123901289 | LOCUST | 69 KV | LD5 | LOAD
124076095 | DEOK | ZONE | DEOK | 123901293 | LSRDSVLE | 69 KV | BK1 | LOAD
124076095 | DEOK | ZONE | DEOK | 119117925 | MAINEVIL | 138 KV | BK1 | LOAD
124076095 | DEOK | ZONE | DEOK | 2156110521 | MAINEVIL | 138 KV | BK2 | LOAD
124076095 | DEOK | ZONE | DEOK | 119117927 | MAPLKNOL | 138 KV | BK1 | LOAD
124076095 | DEOK | ZONE | DEOK | 119117929 | MAPLKNOL | 138 KV | BK2 | LOAD
124076095 | DEOK | ZONE | DEOK | 123901299 | MCGUFFEY | 69 KV | LD4 | LOAD
124076095 | DEOK | ZONE | DEOK | 123901301 | MCGUFFEY | 69 KV | LD5 | LOAD
124076095 | DEOK | ZONE | DEOK | 1123174347 | MELDDAM | 13.8 KV | SS1 | LOAD
124076095 | DEOK | ZONE | DEOK | 1123174348 | MELDDAM | 13.8 KV | SS2 | LOAD
124076095 | DEOK | ZONE | DEOK | 123901303 | MERRELL | 69 KV | LD1 | LOAD
124076095 | DEOK | ZONE | DEOK | 123901305 | MERRELL | 69 KV | LD2 | LOAD
124076095 | DEOK | ZONE | DEOK | 119117931 | METR_SEW | 138 KV | BK1 | LOAD
124076095 | DEOK | ZONE | DEOK | 119117933 | METR_SEW | 138 KV | BK2 | LOAD
124076095 | DEOK | ZONE | DEOK | 119117951 | MIAMIFOR | 13.2 KV | TB10 | LOAD
124076095 | DEOK | ZONE | DEOK | 119117943 | MIAMIFOR | 138 KV | 7-8F | LOAD
124076095 | DEOK | ZONE | DEOK | 119117941 | MIAMIFOR | 138 KV | 7-8G | LOAD
124076095 | DEOK | ZONE | DEOK | 119117935 | MIAMIFOR | 138 KV | TB16 | LOAD
124076095 | DEOK | ZONE | DEOK | 119117937 | MIAMIFOR | 138 KV | TB7C | LOAD
124076095 | DEOK | ZONE | DEOK | 119117939 | MIAMIFOR | 138 KV | TB8C | LOAD
124076095 | DEOK | ZONE | DEOK | 119117949 | MIAMIFOR | 18 KV | TB6 | LOAD
124076095 | DEOK | ZONE | DEOK | 112586119 | MIAMIFOR | 22 KV | LD7 | LOAD
124076095 | DEOK | ZONE | DEOK | 112586117 | MIAMIFOR | 22 KV | LD8 | LOAD
124076095 | DEOK | ZONE | DEOK | 119117945 | MIAMIFOR | 69 KV | BK19 | LOAD
124076095 | DEOK | ZONE | DEOK | 123901307 | MICA | 69 KV | LD1 | LOAD
124076095 | DEOK | ZONE | DEOK | 123901309 | MIDD_OXY | 69 KV | LD1 | LOAD
124076095 | DEOK | ZONE | DEOK | 123901311 | MIDD_SEW | 69 KV | LD1 | LOAD
124076095 | DEOK | ZONE | DEOK | 1869184556 | MIDLTWN2 | 21 KV | LOAD | LOAD
124076095 | DEOK | ZONE | DEOK | 123901313 | MIDTOWN | 69 KV | BK4 | LOAD
124076095 | DEOK | ZONE | DEOK | 119117953 | MIDWAY2 | 138 KV | BK1 | LOAD
124076095 | DEOK | ZONE | DEOK | 119117955 | MIDWAY2 | 138 KV | BK2 | LOAD
124076095 | DEOK | ZONE | DEOK | 123901315 | MILA_LEB | 69 KV | LD1 | LOAD
124076095 | DEOK | ZONE | DEOK | 123901317 | MILLER1 | 69 KV | BK1 | LOAD
124076095 | DEOK | ZONE | DEOK | 123901319 | MILLER1 | 69 KV | BK2 | LOAD
124076095 | DEOK | ZONE | DEOK | 119117959 | MILLIKIN | 138 KV | BK1 | LOAD
124076095 | DEOK | ZONE | DEOK | 119117957 | MILLIKIN | 138 KV | BK2 | LOAD
124076095 | DEOK | ZONE | DEOK | 123901321 | MILVIL | 69 KV | LD41 | LOAD
124076095 | DEOK | ZONE | DEOK | 123901323 | MILVIL | 69 KV | LD42 | LOAD
124076095 | DEOK | ZONE | DEOK | 119117961 | MITCHCGE | 13.2 KV | LD3 | LOAD
124076095 | DEOK | ZONE | DEOK | 123901295 | MNCHSTRD | 69 KV | BK1 | LOAD
124076095 | DEOK | ZONE | DEOK | 123901297 | MNCHSTRD | 69 KV | BK2 | LOAD
124076095 | DEOK | ZONE | DEOK | 119117963 | MONTGMRY | 138 KV | BK1 | LOAD
124076095 | DEOK | ZONE | DEOK | 119117967 | MONTGMRY | 138 KV | BK2 | LOAD
124076095 | DEOK | ZONE | DEOK | 119117965 | MONTGMRY | 138 KV | BK3 | LOAD
124076095 | DEOK | ZONE | DEOK | 119117969 | MRGAN | 138 KV | BK1 | LOAD
124076095 | DEOK | ZONE | DEOK | 119117971 | MRGAN | 138 KV | BK2 | LOAD
124076095 | DEOK | ZONE | DEOK | 119117973 | MT_HELTY | 138 KV | BK1 | LOAD
124076095 | DEOK | ZONE | DEOK | 119117975 | MT_HELTY | 138 KV | BK2 | LOAD
124076095 | DEOK | ZONE | DEOK | 119117977 | MT_ZION1 | 138 KV | BK1 | LOAD
124076095 | DEOK | ZONE | DEOK | 2156109358 | MT_ZION1 | 138 KV | BK2 | LOAD
124076095 | DEOK | ZONE | DEOK | 119117979 | MULHAUSR | 138 KV | BK1 | LOAD
124076095 | DEOK | ZONE | DEOK | 119117983 | MULHAUSR | 138 KV | BK2 | LOAD
124076095 | DEOK | ZONE | DEOK | 119117981 | MULHAUSR | 138 KV | BK4 | LOAD
124076095 | DEOK | ZONE | DEOK | 2156114095 | NBEND | 138 KV | BK1 | LOAD
124076095 | DEOK | ZONE | DEOK | 119117985 | NEWTWN | 138 KV | BK1 | LOAD
124076095 | DEOK | ZONE | DEOK | 119117987 | NEWTWN | 138 KV | BK2 | LOAD
124076095 | DEOK | ZONE | DEOK | 2156114167 | NEWTWN | 138 KV | BK3 | LOAD
124076095 | DEOK | ZONE | DEOK | 2156114418 | NICKEL | 13.2 KV | BK1_LD | LOAD
124076095 | DEOK | ZONE | DEOK | 2156114471 | NICKEL | 13.2 KV | BK2_LD | LOAD
124076095 | DEOK | ZONE | DEOK | 123901325 | NILLES | 69 KV | BK1 | LOAD
124076095 | DEOK | ZONE | DEOK | 123901327 | NILLES | 69 KV | BK2 | LOAD
124076095 | DEOK | ZONE | DEOK | 123901329 | NRGREEN | 69 KV | BK1 | LOAD
124076095 | DEOK | ZONE | DEOK | 123901331 | NRGREEN | 69 KV | BK2 | LOAD
124076095 | DEOK | ZONE | DEOK | 119117991 | OAKBROOK | 69 KV | BK1 | LOAD
124076095 | DEOK | ZONE | DEOK | 119117993 | OBANNONV | 138 KV | BK1 | LOAD
124076095 | DEOK | ZONE | DEOK | 123901333 | OTTERBIN | 69 KV | LD41 | LOAD
124076095 | DEOK | ZONE | DEOK | 123901335 | OTTERBIN | 69 KV | LD42 | LOAD
124076095 | DEOK | ZONE | DEOK | 119117995 | PARKCGE | 138 KV | BK1 | LOAD
124076095 | DEOK | ZONE | DEOK | 119117999 | PARKCGE | 138 KV | BK2 | LOAD
124076095 | DEOK | ZONE | DEOK | 119117997 | PARKCGE | 138 KV | BK3 | LOAD
124076095 | DEOK | ZONE | DEOK | 123901345 | PLEA_VLY | 69 KV | LD41 | LOAD
124076095 | DEOK | ZONE | DEOK | 123901347 | PLEA_VLY | 69 KV | LD42 | LOAD
124076095 | DEOK | ZONE | DEOK | 123901349 | PLEA_VLY | 69 KV | LD43 | LOAD
124076095 | DEOK | ZONE | DEOK | 2156113209 | PLEA_VLY | 69 KV | LD44 | LOAD
124076095 | DEOK | ZONE | DEOK | 123901351 | POASTTWN | 69 KV | LD1 | LOAD
124076095 | DEOK | ZONE | DEOK | 123901353 | POASTTWN | 69 KV | LD2 | LOAD
124076095 | DEOK | ZONE | DEOK | 123901359 | PORTUNIO | 13.2 KV | LD2 | LOAD
124076095 | DEOK | ZONE | DEOK | 123901361 | PORTUNIO | 13.2 KV | LD5 | LOAD
124076095 | DEOK | ZONE | DEOK | 119118001 | PORTUNIO | 138 KV | BK5 | LOAD
124076095 | DEOK | ZONE | DEOK | 119118003 | PORTUNIO | 138 KV | BK6 | LOAD
124076095 | DEOK | ZONE | DEOK | 123901357 | PORTUNIO | 33 KV | LD1 | LOAD
124076095 | DEOK | ZONE | DEOK | 123901355 | PORTUNIO | 69 KV | BK4 | LOAD
124076095 | DEOK | ZONE | DEOK | 123901363 | PRINCTON | 69 KV | LD41 | LOAD
124076095 | DEOK | ZONE | DEOK | 123901365 | PRINCTON | 69 KV | LD42 | LOAD
124076095 | DEOK | ZONE | DEOK | 123901367 | PRINCTON | 69 KV | LD43 | LOAD
124076095 | DEOK | ZONE | DEOK | 123901369 | PRINCTON | 69 KV | LD44 | LOAD
124076095 | DEOK | ZONE | DEOK | 1666107896 | PROVIDNT | 138 KV | BK1 | LOAD
124076095 | DEOK | ZONE | DEOK | 2156113313 | PROVIDNT | 138 KV | BK2 | LOAD
124076095 | DEOK | ZONE | DEOK | 119118005 | QUEENSG | 138 KV | BK1 | LOAD
124076095 | DEOK | ZONE | DEOK | 119118007 | QUEENSG | 138 KV | BK2 | LOAD
124076095 | DEOK | ZONE | DEOK | 123901373 | RED_LION | 69 KV | LD41 | LOAD
124076095 | DEOK | ZONE | DEOK | 123901375 | RED_LION | 69 KV | LD42 | LOAD
124076095 | DEOK | ZONE | DEOK | 123901377 | RED_LION | 69 KV | LD43 | LOAD
124076095 | DEOK | ZONE | DEOK | 119118009 | REMINGT | 138 KV | BK1 | LOAD
124076095 | DEOK | ZONE | DEOK | 1666107803 | REMINGT | 138 KV | BK2 | LOAD
124076095 | DEOK | ZONE | DEOK | 119118011 | REMINGT | 138 KV | BK3 | LOAD
124076095 | DEOK | ZONE | DEOK | 119118013 | REMINGT | 138 KV | BK4 | LOAD
124076095 | DEOK | ZONE | DEOK | 123901385 | RIVR_CIR | 69 KV | LD1 | LOAD
124076095 | DEOK | ZONE | DEOK | 1123174444 | ROCHELLE | 12.5 KV | LD1 | LOAD
124076095 | DEOK | ZONE | DEOK | 119118027 | ROCHELLE | 138 KV | BK1 | LOAD
124076095 | DEOK | ZONE | DEOK | 119118031 | ROCHELLE | 138 KV | BK2 | LOAD
124076095 | DEOK | ZONE | DEOK | 119118029 | ROCHELLE | 138 KV | BK3 | LOAD
124076095 | DEOK | ZONE | DEOK | 119118015 | ROCKIES | 138 KV | BK1 | LOAD
124076095 | DEOK | ZONE | DEOK | 119118017 | ROCKIES | 138 KV | BK2 | LOAD
124076095 | DEOK | ZONE | DEOK | 123901379 | SAWBROOK | 69 KV | LD1 | LOAD
124076095 | DEOK | ZONE | DEOK | 119118019 | SCP_EAST | 138 KV | BK1 | LOAD
124076095 | DEOK | ZONE | DEOK | 123901381 | SEVEN_ML | 69 KV | LD1 | LOAD
124076095 | DEOK | ZONE | DEOK | 123901383 | SEVEN_ML | 69 KV | LD2 | LOAD
124076095 | DEOK | ZONE | DEOK | 1268565926 | SILVERGR | 138 KV | TB1 | LOAD
124076095 | DEOK | ZONE | DEOK | 119118021 | SIMPSON | 138 KV | BK1 | LOAD
124076095 | DEOK | ZONE | DEOK | 119118025 | SIMPSON | 138 KV | BK2 | LOAD
124076095 | DEOK | ZONE | DEOK | 119118023 | SIMPSON | 138 KV | BK3 | LOAD
124076095 | DEOK | ZONE | DEOK | 123901387 | SMURFIT | 69 KV | LD1 | LOAD
124076095 | DEOK | ZONE | DEOK | 119118035 | SOCIALVL | 138 KV | BK2 | LOAD
124076095 | DEOK | ZONE | DEOK | 119118033 | SOCIALVL | 138 KV | BK3 | LOAD
124076095 | DEOK | ZONE | DEOK | 1775817614 | SOUTHFMT | 138 KV | BANK1 | LOAD
124076095 | DEOK | ZONE | DEOK | 123901389 | SPRINGDL | 69 KV | BK41 | LOAD
124076095 | DEOK | ZONE | DEOK | 123901391 | SPRINGDL | 69 KV | BK42 | LOAD
124076095 | DEOK | ZONE | DEOK | 123901393 | SPRNGBOR | 69 KV | LD41 | LOAD
124076095 | DEOK | ZONE | DEOK | 123901395 | SPRNGBOR | 69 KV | LD42 | LOAD
124076095 | DEOK | ZONE | DEOK | 123901397 | SPRNGBOR | 69 KV | LD43 | LOAD
124076095 | DEOK | ZONE | DEOK | 123901399 | SPRNGBOR | 69 KV | LD44 | LOAD
124076095 | DEOK | ZONE | DEOK | 123901401 | STILWEL | 69 KV | BK1 | LOAD
124076095 | DEOK | ZONE | DEOK | 119118037 | SWARD | 138 KV | BK1 | LOAD
124076095 | DEOK | ZONE | DEOK | 123901407 | SWARD | 138 KV | BK2 | LOAD
124076095 | DEOK | ZONE | DEOK | 1666107834 | SWARD | 138 KV | BK3 | LOAD
124076095 | DEOK | ZONE | DEOK | 2156113373 | SWARD | 138 KV | BK4 | LOAD
124076095 | DEOK | ZONE | DEOK | 123901409 | SYMMES | 69 KV | LD1 | LOAD
124076095 | DEOK | ZONE | DEOK | 123901411 | SYMMES | 69 KV | LD2 | LOAD
124076095 | DEOK | ZONE | DEOK | 123901413 | SYMMES | 69 KV | LD3 | LOAD
124076095 | DEOK | ZONE | DEOK | 123901415 | TE_E_MNR | 69 KV | LD1 | LOAD
124076095 | DEOK | ZONE | DEOK | 123901423 | TERMINAL | 13.2 KV | LD1 | LOAD
124076095 | DEOK | ZONE | DEOK | 123901421 | TERMINAL | 69 KV | BK3 | LOAD
124076095 | DEOK | ZONE | DEOK | 123901417 | TEX_GAS | 69 KV | LD1 | LOAD
124076095 | DEOK | ZONE | DEOK | 123901419 | TEX_PROD | 69 KV | LD1 | LOAD
124076095 | DEOK | ZONE | DEOK | 119118039 | THMS_MOR | 69 KV | BK1 | LOAD
124076095 | DEOK | ZONE | DEOK | 123901425 | TRADE_PT | 69 KV | BK1 | LOAD
124076095 | DEOK | ZONE | DEOK | 1869184512 | TRENTON2 | 138 KV | TB1 | LOAD
124076095 | DEOK | ZONE | DEOK | 1869184511 | TRENTON2 | 138 KV | TB2 | LOAD
124076095 | DEOK | ZONE | DEOK | 123901427 | TRENTON2 | 69 KV | BK7 | LOAD
124076095 | DEOK | ZONE | DEOK | 2156109949 | TRENTON2 | 69 KV | TB4 | LOAD
124076095 | DEOK | ZONE | DEOK | 119118045 | TWENTY_M | 138 KV | BK1 | LOAD
124076095 | DEOK | ZONE | DEOK | 119118047 | TWENTY_M | 138 KV | BK2 | LOAD
124076095 | DEOK | ZONE | DEOK | 1067164538 | TX_E_YRD | 69 KV | LD1 | LOAD
124076095 | DEOK | ZONE | DEOK | 123901433 | TYLERVLE | 69 KV | LD1 | LOAD
124076095 | DEOK | ZONE | DEOK | 123901435 | TYLERVLE | 69 KV | LD2 | LOAD
124076095 | DEOK | ZONE | DEOK | 123901437 | US_PO_SH | 69 KV | LD1 | LOAD
124076095 | DEOK | ZONE | DEOK | 119118049 | WARDS_C | 138 KV | BK1 | LOAD
124076095 | DEOK | ZONE | DEOK | 123901439 | WAUSAU | 69 KV | LD1 | LOAD
124076095 | DEOK | ZONE | DEOK | 123901441 | WAUSAU | 69 KV | LD2 | LOAD
124076095 | DEOK | ZONE | DEOK | 123901443 | WAUSAU | 69 KV | LD3 | LOAD
124076095 | DEOK | ZONE | DEOK | 1292909485 | WEST_END | 138 KV | TB15 | LOAD
124076095 | DEOK | ZONE | DEOK | 1292909486 | WEST_END | 138 KV | TB17 | LOAD
124076095 | DEOK | ZONE | DEOK | 1292909484 | WEST_END | 138 KV | TB18 | LOAD
124076095 | DEOK | ZONE | DEOK | 1292909487 | WEST_END | 138 KV | TB19 | LOAD
124076095 | DEOK | ZONE | DEOK | 1067164550 | WHITTIER | 138 KV | BK1 | LOAD
124076095 | DEOK | ZONE | DEOK | 1067164551 | WHITTIER | 138 KV | BK2 | LOAD
124076095 | DEOK | ZONE | DEOK | 119118059 | WILLEY | 138 KV | BK1 | LOAD
124076095 | DEOK | ZONE | DEOK | 2156114188 | WILLEY | 138 KV | BK3 | LOAD
124076095 | DEOK | ZONE | DEOK | 123901447 | WODLAWN | 69 KV | LD1 | LOAD
124076095 | DEOK | ZONE | DEOK | 112586121 | WOODSDAL | 13.5 KV | TB1 | LOAD
124076095 | DEOK | ZONE | DEOK | 112586123 | WOODSDAL | 13.5 KV | TB2 | LOAD
124076095 | DEOK | ZONE | DEOK | 112586125 | WOODSDAL | 13.5 KV | TB3 | LOAD
124076095 | DEOK | ZONE | DEOK | 112586127 | WOODSDAL | 13.5 KV | TB4 | LOAD
124076095 | DEOK | ZONE | DEOK | 112586129 | WOODSDAL | 13.5 KV | TB5 | LOAD
124076095 | DEOK | ZONE | DEOK | 112586131 | WOODSDAL | 13.5 KV | TB6 | LOAD
124076095 | DEOK | ZONE | DEOK | 123901449 | WOODSDAL | 69 KV | RAT13 | LOAD
124076095 | DEOK | ZONE | DEOK | 123901451 | WORT_STL | 69 KV | LD1 | LOAD
124076095 | DEOK | ZONE | DEOK | 2156114147 | WORT_STL | 69 KV | LD2 | LOAD
124076095 | DEOK | ZONE | DEOK | 123901453 | WYSCARVR | 69 KV | LD1 | LOAD
124076095 | DEOK | ZONE | DEOK | 123901455 | WYSCARVR | 69 KV | LD2 | LOAD
124076095 | DEOK | ZONE | DEOK | 123901457 | XTEK | 69 KV | LD1 | LOAD
124076095 | DEOK | ZONE | DEOK | 1075450080 | YANKEE | 69 KV | LD1 | LOAD
124076095 | DEOK | ZONE | DEOK | 119118061 | YORK77 | 138 KV | BK1 | LOAD
124076095 | DEOK | ZONE | DEOK | 112586133 | ZIMMER2 | 345 KV | AUX2 | LOAD
124076095 | DEOK | ZONE | DEOK | 112586135 | ZIMMER2 | 345 KV | TB23 | LOAD
34964545 | DOM | ZONE | DOM | 34885183 | ACCA | 13 KV | TX1 | LOAD
34964545 | DOM | ZONE | DOM | 34885185 | ACCA | 13 KV | TX2 | LOAD
34964545 | DOM | ZONE | DOM | 34885187 | ACCA | 35 KV | TX3 | LOAD
34964545 | DOM | ZONE | DOM | 34885189 | ACCA | 35 KV | TX4 | LOAD
34964545 | DOM | ZONE | DOM | 34885191 | ACCA | 35 KV | TX5 | LOAD
34964545 | DOM | ZONE | DOM | 34886471 | AHOSKIE | 35 KV | TX1 | LOAD
34964545 | DOM | ZONE | DOM | 1165473308 | AHOSKIE | 35 KV | TX2 | LOAD
34964545 | DOM | ZONE | DOM | 1248985238 | AIRPORT | 230 KV | LOAD | LOAD
34964545 | DOM | ZONE | DOM | 34885743 | ALEXANDC | 13 KV | TX1 | LOAD
34964545 | DOM | ZONE | DOM | 2156114184 | ALLEGHAN | 13 KV | LD2 | LOAD
34964545 | DOM | ZONE | DOM | 34885193 | ALLIED | 13 KV | TX1 | LOAD
34964545 | DOM | ZONE | DOM | 34885195 | ALLIED | 13 KV | TX2 | LOAD
34964545 | DOM | ZONE | DOM | 34885197 | ALLIED | 13 KV | TX3 | LOAD
34964545 | DOM | ZONE | DOM | 34885199 | ALPINE | 13 KV | TX1 | LOAD
34964545 | DOM | ZONE | DOM | 34885201 | ALPINE | 13 KV | TX2 | LOAD
34964545 | DOM | ZONE | DOM | 34885203 | ALPINE | 13 KV | TX3 | LOAD
34964545 | DOM | ZONE | DOM | 2156114539 | ALTAIR | 230 KV | LD1_W74 | LOAD
34964545 | DOM | ZONE | DOM | 2156114774 | ALTAIR | 230 KV | LD2_Y74 | LOAD
34964545 | DOM | ZONE | DOM | 1268563754 | ALTAVIS2 | 69 KV | LOAD | LOAD
34964545 | DOM | ZONE | DOM | 1356153835 | ALTAVSTA | 115 KV | TX5 | LOAD
34964545 | DOM | ZONE | DOM | 34886475 | ANACONDA | 115 KV | TX1 | LOAD
34964545 | DOM | ZONE | DOM | 34886121 | ANNANDAL | 35 KV | TX3 | LOAD
34964545 | DOM | ZONE | DOM | 34886123 | ANNANDAL | 35 KV | TX4 | LOAD
34964545 | DOM | ZONE | DOM | 48934095 | AQUIA | 34.5 KV | TX1 | LOAD
34964545 | DOM | ZONE | DOM | 1123172660 | ARCOLA | 230 KV | TX1 | LOAD
34964545 | DOM | ZONE | DOM | 1123172661 | ARCOLA | 230 KV | TX2 | LOAD
34964545 | DOM | ZONE | DOM | 34886127 | ARLINGTN | 35 KV | TX3 | LOAD
34964545 | DOM | ZONE | DOM | 34886129 | ARLINGTN | 35 KV | TX4 | LOAD
34964545 | DOM | ZONE | DOM | 34886131 | ARLINGTN | 35 KV | TX5 | LOAD
34964545 | DOM | ZONE | DOM | 34886133 | ARLINGTN | 35 KV | TX6 | LOAD
34964545 | DOM | ZONE | DOM | 34886135 | ARNOLDCR | 35 KV | TX1 | LOAD
34964545 | DOM | ZONE | DOM | 34886137 | ARNOLDCR | 35 KV | TX2 | LOAD
34964545 | DOM | ZONE | DOM | 34886139 | ASHBURN | 35 KV | TX1 | LOAD
34964545 | DOM | ZONE | DOM | 34886141 | ASHBURN | 35 KV | TX2 | LOAD
34964545 | DOM | ZONE | DOM | 1775815474 | ATLNTCDP | 230 KV | DP1LD | LOAD
34964545 | DOM | ZONE | DOM | 34886477 | AULANDDP | 115 KV | TX1 | LOAD
34964545 | DOM | ZONE | DOM | 2156115026 | AVIATOR | 36 KV | LD1 | LOAD
34964545 | DOM | ZONE | DOM | 2156115030 | AVIATOR | 36 KV | LD2 | LOAD
34964545 | DOM | ZONE | DOM | 2156114915 | AVIATOR | 36 KV | LD3 | LOAD
34964545 | DOM | ZONE | DOM | 2156114977 | AVIATOR | 36 KV | LD4 | LOAD
34964545 | DOM | ZONE | DOM | 2156115108 | AVIATOR | 36 KV | LD5 | LOAD
34964545 | DOM | ZONE | DOM | 87901513 | AVON4 | 115 KV | AVON4NCE | LOAD
34964545 | DOM | ZONE | DOM | 34886481 | AYDLETT | 35 KV | TX1 | LOAD
34964545 | DOM | ZONE | DOM | 34886483 | AYDLETT | 35 KV | TX2 | LOAD
34964545 | DOM | ZONE | DOM | 34885749 | BAINSTOR | 35 KV | TX1 | LOAD
34964545 | DOM | ZONE | DOM | 34885207 | BAKRSPDP | 115 KV | TX1 | LOAD
34964545 | DOM | ZONE | DOM | 63381281 | BALSTON | 35 KV | TX2 | LOAD
34964545 | DOM | ZONE | DOM | 34885209 | BANISTE4 | 35 KV | BUS2LOAD | LOAD
34964545 | DOM | ZONE | DOM | 34885211 | BARNJNDP | 115 KV | TX1 | LOAD
34964545 | DOM | ZONE | DOM | 34886663 | BARRCKRD | 35 KV | TX1 | LOAD
34964545 | DOM | ZONE | DOM | 34886665 | BARRCKRD | 35 KV | TX2 | LOAD
34964545 | DOM | ZONE | DOM | 34886667 | BARTERBR | 115 KV | TX1 | LOAD
34964545 | DOM | ZONE | DOM | 2156111272 | BARTERBR | 115 KV | TX2 | LOAD
34964545 | DOM | ZONE | DOM | 34885213 | BASIN | 13 KV | TX1 | LOAD
34964545 | DOM | ZONE | DOM | 34885215 | BASIN | 35 KV | TX3 | LOAD
34964545 | DOM | ZONE | DOM | 34885217 | BASIN | 35 KV | TX4 | LOAD
34964545 | DOM | ZONE | DOM | 34886143 | BATERYHT | 230 KV | TX1 | LOAD
34964545 | DOM | ZONE | DOM | 34886485 | BATTLEBO | 35 KV | TX1 | LOAD
34964545 | DOM | ZONE | DOM | 34886487 | BATTLEBO | 35 KV | TX3 | LOAD
34964545 | DOM | ZONE | DOM | 34885751 | BAYSIDE | 13 KV | TX3 | LOAD
34964545 | DOM | ZONE | DOM | 34885753 | BAYSIDE | 35 KV | TX2 | LOAD
34964545 | DOM | ZONE | DOM | 123900961 | BEARGRDN | 230 KV | LOAD | LOAD
34964545 | DOM | ZONE | DOM | 34886145 | BEAUMEAD | 35 KV | TX1 | LOAD
34964545 | DOM | ZONE | DOM | 34886147 | BEAUMEAD | 35 KV | TX2 | LOAD
34964545 | DOM | ZONE | DOM | 45565881 | BEAUMEAD | 35 KV | TX3 | LOAD
34964545 | DOM | ZONE | DOM | 1356154395 | BEAUMEAD | 35 KV | TX4LD | LOAD
34964545 | DOM | ZONE | DOM | 2156111403 | BEAUMEAD | 35 KV | TX6LD | LOAD
34964545 | DOM | ZONE | DOM | 1183224741 | BECO | 34.5 KV | TX3 | LOAD
34964545 | DOM | ZONE | DOM | 2156112355 | BECO | 34.5 KV | TX4 | LOAD
34964545 | DOM | ZONE | DOM | 57967575 | BECO | 35 KV | TX1 | LOAD
34964545 | DOM | ZONE | DOM | 76427739 | BECO | 35 KV | TX2 | LOAD
34964545 | DOM | ZONE | DOM | 2156109917 | BECO | 36.5 KV | TX5LOAD | LOAD
34964545 | DOM | ZONE | DOM | 34885219 | BEECHDP | 115 KV | TX1 | LOAD
34964545 | DOM | ZONE | DOM | 1338422187 | BEECHDP | 115 KV | TX2 | LOAD
34964545 | DOM | ZONE | DOM | 34885221 | BELFLDDP | 115 KV | TX1 | LOAD
34964545 | DOM | ZONE | DOM | 1356154179 | BELLEVU4 | 34.5 KV | LOAD1 | LOAD
34964545 | DOM | ZONE | DOM | 34885223 | BELLWOOD | 13 KV | TX1 | LOAD
34964545 | DOM | ZONE | DOM | 34885225 | BELLWOOD | 13 KV | TX2 | LOAD
34964545 | DOM | ZONE | DOM | 34886149 | BELVOIR | 35 KV | TX1 | LOAD
34964545 | DOM | ZONE | DOM | 34886151 | BELVOIR | 35 KV | TX2 | LOAD
34964545 | DOM | ZONE | DOM | 2156110186 | BENNSCH | 34.5 KV | TX2 | LOAD
34964545 | DOM | ZONE | DOM | 34886489 | BENSONDP | 115 KV | TX1 | LOAD
34964545 | DOM | ZONE | DOM | 2156113677 | BERKLEY | 115 KV | TX1 | LOAD
34964545 | DOM | ZONE | DOM | 34885755 | BERKLEY | 115 KV | TX2 | LOAD
34964545 | DOM | ZONE | DOM | 34885757 | BERKLEY | 115 KV | TX3 | LOAD
34964545 | DOM | ZONE | DOM | 34886491 | BETHELCA | 13 KV | TX1 | LOAD
34964545 | DOM | ZONE | DOM | 34886153 | BETHELDP | 115 KV | TX1 | LOAD
34964545 | DOM | ZONE | DOM | 2156110492 | BIRDNECK | 34.5 KV | TX1 | LOAD
34964545 | DOM | ZONE | DOM | 112586025 | BLBRANDP | 115 KV | TX1 | LOAD
34964545 | DOM | ZONE | DOM | 1348256194 | BLMNTDOM | 18 KV | LOAD1 | LOAD
34964545 | DOM | ZONE | DOM | 1348256193 | BLMNTDOM | 18 KV | LOAD2 | LOAD
34964545 | DOM | ZONE | DOM | 34885759 | BLOXOMSC | 22 KV | TX1 | LOAD
34964545 | DOM | ZONE | DOM | 34885761 | BLOXOMSC | 22 KV | TX2 | LOAD
34964545 | DOM | ZONE | DOM | 57967569 | BOWERSHL | 35 KV | TX2 | LOAD
34964545 | DOM | ZONE | DOM | 34885229 | BOYDTNDP | 115 KV | TX1 | LOAD
34964545 | DOM | ZONE | DOM | 34885765 | BOYKINS | 35 KV | TX1 | LOAD
34964545 | DOM | ZONE | DOM | 123900963 | BOYTNPRD | 115 KV | TX1 | LOAD
34964545 | DOM | ZONE | DOM | 123900965 | BOYTNPRD | 115 KV | TX2 | LOAD
34964545 | DOM | ZONE | DOM | 1107282658 | BOYTNPRD | 115 KV | TX3 | LOAD
34964545 | DOM | ZONE | DOM | 34886155 | BRADDOCK | 35 KV | TX1 | LOAD
34964545 | DOM | ZONE | DOM | 34886157 | BRADDOCK | 35 KV | TX2 | LOAD
34964545 | DOM | ZONE | DOM | 2156109918 | BRAMBLET | 230 KV | NOVEC1 | LOAD
34964545 | DOM | ZONE | DOM | 2156109919 | BRAMBLET | 230 KV | NOVEC2 | LOAD
34964545 | DOM | ZONE | DOM | 1107283198 | BRAMBLET | 230 KV | TX3 | LOAD
34964545 | DOM | ZONE | DOM | 1305122928 | BRAMBLET | 230 KV | TX4 | LOAD
34964545 | DOM | ZONE | DOM | 34886671 | BRANDDP | 115 KV | TX1 | LOAD
34964545 | DOM | ZONE | DOM | 34886673 | BRANDYDP | 115 KV | TX1 | LOAD
34964545 | DOM | ZONE | DOM | 34886675 | BRANDYDP | 115 KV | TX2 | LOAD
34964545 | DOM | ZONE | DOM | 34886677 | BREMO4 | 2 KV | RSS3 | LOAD
34964545 | DOM | ZONE | DOM | 1775815501 | BREMO4 | 34.5 KV | TX5LD | LOAD
34964545 | DOM | ZONE | DOM | 123900967 | BRIERY | 230 KV | LOAD | LOAD
34964545 | DOM | ZONE | DOM | 34885231 | BRINKDP | 115 KV | TX1 | LOAD
34964545 | DOM | ZONE | DOM | 76427733 | BRNSWKDP | 69 KV | LOAD | LOAD
34964545 | DOM | ZONE | DOM | 34885233 | BRODNAX | 13 KV | TX1 | LOAD
34964545 | DOM | ZONE | DOM | 34885235 | BROWNBOV | 115 KV | TX1 | LOAD
34964545 | DOM | ZONE | DOM | 1218906738 | BRUNSCOL | 21 KV | LOAD1 | LOAD
34964545 | DOM | ZONE | DOM | 1218906739 | BRUNSCOL | 21 KV | LOAD2 | LOAD
34964545 | DOM | ZONE | DOM | 1218906737 | BRUNSCOL | 21 KV | LOAD3 | LOAD
34964545 | DOM | ZONE | DOM | 34885237 | BUCKNGHM | 35 KV | TX1 | LOAD
34964545 | DOM | ZONE | DOM | 38367905 | BUCKNGHM | 35 KV | TX3 | LOAD
34964545 | DOM | ZONE | DOM | 34886687 | BUENAVST | 13 KV | TX1 | LOAD
34964545 | DOM | ZONE | DOM | 34886689 | BUENAVST | 13 KV | TX2 | LOAD
34964545 | DOM | ZONE | DOM | 123900969 | BURDRTP | 115 KV | LOAD1 | LOAD
34964545 | DOM | ZONE | DOM | 123900971 | BURDRTP | 115 KV | LOAD2 | LOAD
34964545 | DOM | ZONE | DOM | 34886161 | BURKE | 35 KV | TX1 | LOAD
34964545 | DOM | ZONE | DOM | 34886163 | BURKE | 35 KV | TX2 | LOAD
34964545 | DOM | ZONE | DOM | 34885767 | BURTON | 35 KV | TX1 | LOAD
34964545 | DOM | ZONE | DOM | 1218906760 | BURTON | 35 KV | TX2 | LOAD
34964545 | DOM | ZONE | DOM | 34886691 | BUSTLEDP | 115 KV | TX1 | LOAD
34964545 | DOM | ZONE | DOM | 2156110495 | BUTTRMLK | 230 KV | TX2 | LOAD
34964545 | DOM | ZONE | DOM | 2156110496 | BUTTRMLK | 230 KV | TX3 | LOAD
34964545 | DOM | ZONE | DOM | 47012231 | BUXTON | 34.5 KV | BUXTONCE | LOAD
34964545 | DOM | ZONE | DOM | 47012233 | BUXTON | 34.5 KV | FRISCNCE | LOAD
34964545 | DOM | ZONE | DOM | 2156110493 | CABINRUN | 230 KV | LD1_LOAD | LOAD
34964545 | DOM | ZONE | DOM | 2156110494 | CABINRUN | 230 KV | LD2_LOAD | LOAD
34964545 | DOM | ZONE | DOM | 2156114721 | CANNONBR | 35 KV | TX2LOAD | LOAD
34964545 | DOM | ZONE | DOM | 2156114666 | CANNONBR | 36.5 KV | TX3LOAD | LOAD
34964545 | DOM | ZONE | DOM | 2156109338 | CANNONBR | 36.5 KV | TX4 LOAD | LOAD
34964545 | DOM | ZONE | DOM | 2156114783 | CANNONBR | 36.5 KV | TX5LOAD | LOAD
34964545 | DOM | ZONE | DOM | 34886497 | CAROLINA | 13 KV | TX1 | LOAD
34964545 | DOM | ZONE | DOM | 34886499 | CAROLINA | 13 KV | TX2 | LOAD
34964545 | DOM | ZONE | DOM | 34886501 | CAROLINA | 13 KV | TX3 | LOAD
34964545 | DOM | ZONE | DOM | 34886693 | CARTERSV | 35 KV | TX1 | LOAD
34964545 | DOM | ZONE | DOM | 34885243 | CARVER | 13 KV | TX4 | LOAD
34964545 | DOM | ZONE | DOM | 34885245 | CARVER | 13 KV | TX5 | LOAD
34964545 | DOM | ZONE | DOM | 34885247 | CARVER | 13 KV | TX6 | LOAD
34964545 | DOM | ZONE | DOM | 34885249 | CARVER | 35 KV | TX7 | LOAD
34964545 | DOM | ZONE | DOM | 2156114469 | CASHCNDP | 115 KV | LD1 | LOAD
34964545 | DOM | ZONE | DOM | 45565867 | CASHIE | 35 KV | TX1 | LOAD
34964545 | DOM | ZONE | DOM | 2156109920 | CATHARDP | 230 KV | DP1LOAD | LOAD
34964545 | DOM | ZONE | DOM | 2156114545 | CEMETRY | 13 KV | LD1 | LOAD
34964545 | DOM | ZONE | DOM | 34885253 | CENTRAL | 115 KV | DRAKBRDP | LOAD
34964545 | DOM | ZONE | DOM | 34885251 | CENTRAL | 13 KV | TX1 | LOAD
34964545 | DOM | ZONE | DOM | 34885255 | CENTRLIA | 13 KV | TX1 | LOAD
34964545 | DOM | ZONE | DOM | 34885257 | CENTRLIA | 13 KV | TX2 | LOAD
34964545 | DOM | ZONE | DOM | 34886173 | CHANCELR | 35 KV | TX2 | LOAD
34964545 | DOM | ZONE | DOM | 67719587 | CHANCELR | 35 KV | TX3 | LOAD
34964545 | DOM | ZONE | DOM | 34885259 | CHAPARAL | 230 KV | TX1 | LOAD
34964545 | DOM | ZONE | DOM | 38367907 | CHARLCTY | 34.5 KV | TX1 | LOAD
34964545 | DOM | ZONE | DOM | 76427735 | CHARLCTY | 34.5 KV | TX2 | LOAD
34964545 | DOM | ZONE | DOM | 34886697 | CHARLTSV | 35 KV | TX3 | LOAD
34964545 | DOM | ZONE | DOM | 34886699 | CHARLTSV | 35 KV | TX4 | LOAD
34964545 | DOM | ZONE | DOM | 34885261 | CHASECTY | 13 KV | TX1 | LOAD
34964545 | DOM | ZONE | DOM | 2156112137 | CHASECTY | 13 KV | TX2 | LOAD
34964545 | DOM | ZONE | DOM | 1305122390 | CHATHAM4 | 69 KV | SHEVADP | LOAD
34964545 | DOM | ZONE | DOM | 34885265 | CHATHAM4 | 69 KV | SHOCKODP | LOAD
34964545 | DOM | ZONE | DOM | 1097726418 | CHATHAM4 | 69 KV | TX1 LD | LOAD
34964545 | DOM | ZONE | DOM | 34885295 | CHESTER4 | 14 KV | SX63 | LOAD
34964545 | DOM | ZONE | DOM | 34885297 | CHESTER4 | 14 KV | SX64 | LOAD
34964545 | DOM | ZONE | DOM | 34885267 | CHESTER4 | 2 KV | SS3 | LOAD
34964545 | DOM | ZONE | DOM | 1388604078 | CHESTER4 | 4 KV | 4X1LD | LOAD
34964545 | DOM | ZONE | DOM | 34885269 | CHESTER4 | 4 KV | RS6A | LOAD
34964545 | DOM | ZONE | DOM | 34885271 | CHESTER4 | 4 KV | RS6B | LOAD
34964545 | DOM | ZONE | DOM | 34885273 | CHESTER4 | 4 KV | RSS1 | LOAD
34964545 | DOM | ZONE | DOM | 34885275 | CHESTER4 | 4 KV | RSS4 | LOAD
34964545 | DOM | ZONE | DOM | 34885277 | CHESTER4 | 4 KV | RSS7 | LOAD
34964545 | DOM | ZONE | DOM | 34885279 | CHESTER4 | 4 KV | RSS8 | LOAD
34964545 | DOM | ZONE | DOM | 34885281 | CHESTER4 | 4 KV | SS4 | LOAD
34964545 | DOM | ZONE | DOM | 34885283 | CHESTER4 | 4 KV | SS5 | LOAD
34964545 | DOM | ZONE | DOM | 34885285 | CHESTER4 | 4 KV | SS6 | LOAD
34964545 | DOM | ZONE | DOM | 34885287 | CHESTER4 | 4 KV | SS7 | LOAD
34964545 | DOM | ZONE | DOM | 34885289 | CHESTER4 | 4 KV | SS8 | LOAD
34964545 | DOM | ZONE | DOM | 34885291 | CHESTER4 | 4 KV | SX51 | LOAD
34964545 | DOM | ZONE | DOM | 34885293 | CHESTER4 | 4 KV | SX52 | LOAD
34964545 | DOM | ZONE | DOM | 74008659 | CHICKHOM | 13 KV | TX2 | LOAD
34964545 | DOM | ZONE | DOM | 2156111265 | CHICKHOM | 36.5 KV | TX3 | LOAD
34964545 | DOM | ZONE | DOM | 1107283397 | CHOWAN | 35 KV | TX_1 | LOAD
34964545 | DOM | ZONE | DOM | 34885787 | CHRCHLND | 13 KV | TX4 | LOAD
34964545 | DOM | ZONE | DOM | 34885791 | CHRCHLND | 35 KV | TX6 | LOAD
34964545 | DOM | ZONE | DOM | 57967571 | CHRCHLND | 35 KV | TX7 | LOAD
34964545 | DOM | ZONE | DOM | 1107282702 | CHURCHST | 230 KV | TX1 | LOAD
34964545 | DOM | ZONE | DOM | 34886175 | CIA | 13 KV | TX1 | LOAD
34964545 | DOM | ZONE | DOM | 34886177 | CIA | 13 KV | TX2 | LOAD
34964545 | DOM | ZONE | DOM | 34886179 | CIA | 35 KV | TX3 | LOAD
34964545 | DOM | ZONE | DOM | 34886181 | CIA | 35 KV | TX4 | LOAD
34964545 | DOM | ZONE | DOM | 2041963096 | CLARENDN | 36.5 KV | TX1 | LOAD
34964545 | DOM | ZONE | DOM | 2041963095 | CLARENDN | 36.5 KV | TX2 | LOAD
34964545 | DOM | ZONE | DOM | 34886187 | CLARK4 | 35 KV | TX1 | LOAD
34964545 | DOM | ZONE | DOM | 34886189 | CLARK4 | 35 KV | TX2 | LOAD
34964545 | DOM | ZONE | DOM | 34886191 | CLARK4 | 35 KV | TX3 | LOAD
34964545 | DOM | ZONE | DOM | 2156112214 | CLARKVDP | 115 KV | TX1LD | LOAD
34964545 | DOM | ZONE | DOM | 2156111266 | CLARKVIL | 13 KV | TX1 | LOAD
34964545 | DOM | ZONE | DOM | 34886701 | CLIFTNFG | 13 KV | TX4 | LOAD
34964545 | DOM | ZONE | DOM | 2156109345 | CLIFTNFG | 13 KV | TX6 | LOAD
34964545 | DOM | ZONE | DOM | 34886703 | CLIFTNFG | 46 KV | TX3 | LOAD
34964545 | DOM | ZONE | DOM | 34885303 | CLIMAXDP | 69 KV | TX1 | LOAD
34964545 | DOM | ZONE | DOM | 2156110846 | CLOUD | 115 KV | LOAD | LOAD
34964545 | DOM | ZONE | DOM | 2156114242 | CLOUD | 230 KV | LD1_U25 | LOAD
34964545 | DOM | ZONE | DOM | 2156114484 | CLOUD | 230 KV | LD2_V25 | LOAD
34964545 | DOM | ZONE | DOM | 2156114229 | CLOUD | 230 KV | LD3_W25 | LOAD
34964545 | DOM | ZONE | DOM | 2156114263 | CLOUD | 230 KV | LD4_Z25 | LOAD
34964545 | DOM | ZONE | DOM | 34885305 | CLOVER | 7 KV | RS2A | LOAD
34964545 | DOM | ZONE | DOM | 34885307 | CLOVER | 7 KV | RS2B | LOAD
34964545 | DOM | ZONE | DOM | 34885309 | CLOVER | 7 KV | SS1 | LOAD
34964545 | DOM | ZONE | DOM | 34885311 | CLOVER | 7 KV | SS2 | LOAD
34964545 | DOM | ZONE | DOM | 1107283217 | CLOVERHL | 36.5 KV | TX1 | LOAD
34964545 | DOM | ZONE | DOM | 1107283218 | CLOVERHL | 36.5 KV | TX2 | LOAD
34964545 | DOM | ZONE | DOM | 1666105591 | CLOVERHL | 36.5 KV | TX3 | LOAD
34964545 | DOM | ZONE | DOM | 2156112396 | CLOVERHL | 36.5 KV | TX4 | LOAD
34964545 | DOM | ZONE | DOM | 2156112403 | CLOVERHL | 36.5 KV | TX5 | LOAD
34964545 | DOM | ZONE | DOM | 34886193 | CNTRVLIN | 35 KV | TX2 | LOAD
34964545 | DOM | ZONE | DOM | 63381283 | CNTRVLIN | 35 KV | TX3LOAD | LOAD
34964545 | DOM | ZONE | DOM | 1775815253 | CNTRVLIN | 4 KV | TX1 | LOAD
34964545 | DOM | ZONE | DOM | 2156109029 | COBBSCRK | 115 KV | DP1 | LOAD
34964545 | DOM | ZONE | DOM | 123900973 | COCHRANM | 230 KV | LOAD | LOAD
34964545 | DOM | ZONE | DOM | 34886505 | COLINGTN | 35 KV | TX1 | LOAD
34964545 | DOM | ZONE | DOM | 34885793 | COLONY | 13 KV | TX1 | LOAD
34964545 | DOM | ZONE | DOM | 34885795 | COLONY | 35 KV | TX2 | LOAD
34964545 | DOM | ZONE | DOM | 34885797 | COLONY | 35 KV | TX3 | LOAD
34964545 | DOM | ZONE | DOM | 34886705 | COLUMBI4 | 115 KV | TX1 | LOAD
34964545 | DOM | ZONE | DOM | 34885799 | COMNATGS | 115 KV | TX1 | LOAD
34964545 | DOM | ZONE | DOM | 45565869 | COMORNDP | 230 KV | TX1 | LOAD
34964545 | DOM | ZONE | DOM | 34886507 | CONETODP | 115 KV | TX1 | LOAD
34964545 | DOM | ZONE | DOM | 34886511 | CONSLDSL | 115 KV | TX2 | LOAD
34964545 | DOM | ZONE | DOM | 1268563801 | COPELDPK | 22 KV | TX2 LD | LOAD
34964545 | DOM | ZONE | DOM | 2156109028 | COPELDPK | 34.5 KV | TX1A | LOAD
34964545 | DOM | ZONE | DOM | 2156109576 | COPELNDP | 115 KV | DP1 | LOAD
34964545 | DOM | ZONE | DOM | 34885805 | CORECTNL | 35 KV | TX1 | LOAD
34964545 | DOM | ZONE | DOM | 34886707 | COVINGTN | 46 KV | TX1 | LOAD
34964545 | DOM | ZONE | DOM | 34886709 | COVINGTN | 46 KV | TX2 | LOAD
34964545 | DOM | ZONE | DOM | 34886513 | COXDP | 115 KV | 115 | LOAD
34964545 | DOM | ZONE | DOM | 34886515 | COXDP | 115 KV | TX1 | LOAD
34964545 | DOM | ZONE | DOM | 123900979 | CRADOCK | 35 KV | TX1 | LOAD
34964545 | DOM | ZONE | DOM | 34885807 | CRADOCK | 35 KV | TX2 | LOAD
34964545 | DOM | ZONE | DOM | 34886711 | CRAIGSVL | 115 KV | TX1 | LOAD
34964545 | DOM | ZONE | DOM | 34886197 | CRANESCR | 35 KV | TX1 | LOAD
34964545 | DOM | ZONE | DOM | 34886199 | CRANESCR | 35 KV | TX2 | LOAD
34964545 | DOM | ZONE | DOM | 34886517 | CRESWELL | 35 KV | TX2 | LOAD
34964545 | DOM | ZONE | DOM | 34885313 | CREWE | 13 KV | TX1 | LOAD
34964545 | DOM | ZONE | DOM | 34885811 | CRITTNDN | 35 KV | TX1 | LOAD
34964545 | DOM | ZONE | DOM | 34886713 | CROZET | 35 KV | TX1 | LOAD
34964545 | DOM | ZONE | DOM | 45565889 | CROZET | 35 KV | TX2 | LOAD
34964545 | DOM | ZONE | DOM | 34885315 | CRSTLHDP | 115 KV | TX1 | LOAD
34964545 | DOM | ZONE | DOM | 34886201 | CRYSTAL4 | 35 KV | TX1 | LOAD
34964545 | DOM | ZONE | DOM | 34886203 | CRYSTAL4 | 35 KV | TX2 | LOAD
34964545 | DOM | ZONE | DOM | 34886205 | CRYSTAL4 | 35 KV | TX3 | LOAD
34964545 | DOM | ZONE | DOM | 34886207 | CRYSTAL4 | 35 KV | TX4 | LOAD
34964545 | DOM | ZONE | DOM | 34886209 | CTRYCLDP | 115 KV | TX1 | LOAD
34964545 | DOM | ZONE | DOM | 1388604634 | CTRYCLDP | 115 KV | TX2 | LOAD
34964545 | DOM | ZONE | DOM | 34886211 | CUBRUNDP | 230 KV | TX1 | LOAD
34964545 | DOM | ZONE | DOM | 34886715 | CULPEPER | 35 KV | TX1 | LOAD
34964545 | DOM | ZONE | DOM | 34886717 | CULPEPER | 35 KV | TX2 | LOAD
34964545 | DOM | ZONE | DOM | 45565891 | CULPERDP | 115 KV | TX1LOAD | LOAD
34964545 | DOM | ZONE | DOM | 45565893 | CULPERDP | 115 KV | TX2 | LOAD
34964545 | DOM | ZONE | DOM | 2156112516 | CUMULUS | 36.5 KV | TX1_LOAD | LOAD
34964545 | DOM | ZONE | DOM | 2156109575 | CUMULUS | 36.5 KV | TX2_LOAD | LOAD
34964545 | DOM | ZONE | DOM | 2156112461 | CUMULUS | 36.5 KV | TX3_LOAD | LOAD
34964545 | DOM | ZONE | DOM | 2156110491 | CUMULUS | 36.5 KV | TX4_LOAD | LOAD
34964545 | DOM | ZONE | DOM | 2156112485 | CUMULUS | 36.5 KV | TX5_LOAD | LOAD
34964545 | DOM | ZONE | DOM | 34885317 | CURDSVDP | 115 KV | TX1 | LOAD
34964545 | DOM | ZONE | DOM | 1666106052 | CUSHAW | 115 KV | TX3 | LOAD
34964545 | DOM | ZONE | DOM | 1132286981 | CVNGTMIL | 13.8 KV | LOAD1 | LOAD
34964545 | DOM | ZONE | DOM | 1132286982 | CVNGTMIL | 13.8 KV | LOAD2 | LOAD
34964545 | DOM | ZONE | DOM | 1183224933 | DAHLGREN | 34.5 KV | T1 | LOAD
34964545 | DOM | ZONE | DOM | 1183224934 | DAHLGREN | 34.5 KV | T2 | LOAD
34964545 | DOM | ZONE | DOM | 34885319 | DANLTNDP | 69 KV | TX1 | LOAD
34964545 | DOM | ZONE | DOM | 1348255761 | DARLNGTN | 115 KV | LOAD | LOAD
34964545 | DOM | ZONE | DOM | 34885813 | DAVISCNR | 13 KV | TX3 | LOAD
34964545 | DOM | ZONE | DOM | 34885815 | DAVISCNR | 13 KV | TX4 | LOAD
34964545 | DOM | ZONE | DOM | 34885817 | DAVISCNR | 35 KV | TX1 | LOAD
34964545 | DOM | ZONE | DOM | 34885819 | DAVISCNR | 35 KV | TX2 | LOAD
34964545 | DOM | ZONE | DOM | 2156113098 | DAVISDRV | 36.5 KV | TX1_LOAD | LOAD
34964545 | DOM | ZONE | DOM | 2156109574 | DAVISDRV | 36.5 KV | TX2_LOAD | LOAD
34964545 | DOM | ZONE | DOM | 1869181762 | DAVISDRV | 36.5 KV | TX3_LOAD | LOAD
34964545 | DOM | ZONE | DOM | 2156113031 | DAVISDRV | 36.5 KV | TX4_LOAD | LOAD
34964545 | DOM | ZONE | DOM | 2156113913 | DAWKINSB | 230 KV | LD1 | LOAD
34964545 | DOM | ZONE | DOM | 2156113928 | DAWKINSB | 230 KV | LD2 | LOAD
34964545 | DOM | ZONE | DOM | 2156110852 | DAWSONCR | 115 KV | DP1LOAD | LOAD
34964545 | DOM | ZONE | DOM | 34886725 | DAYTON | 35 KV | TX1 | LOAD
34964545 | DOM | ZONE | DOM | 34886727 | DAYTON | 35 KV | TX2 | LOAD
34964545 | DOM | ZONE | DOM | 34886729 | DAYTONDP | 115 KV | DAYTONDP | LOAD
34964545 | DOM | ZONE | DOM | 34885821 | DEEPCREK | 13 KV | TX1 | LOAD
34964545 | DOM | ZONE | DOM | 34885823 | DEEPCREK | 13 KV | TX2 | LOAD
34964545 | DOM | ZONE | DOM | 34885825 | DENBIGH | 35 KV | TX1 | LOAD
34964545 | DOM | ZONE | DOM | 34885827 | DENBIGH | 35 KV | TX2 | LOAD
34964545 | DOM | ZONE | DOM | 53048725 | DISCOVER | 13 KV | LOAD 1 | LOAD
34964545 | DOM | ZONE | DOM | 53048727 | DISCOVER | 13 KV | LOAD 2 | LOAD
34964545 | DOM | ZONE | DOM | 34885321 | DISPUTNT | 115 KV | TX1 | LOAD
34964545 | DOM | ZONE | DOM | 34886213 | DOMINDP | 115 KV | 172 | LOAD
34964545 | DOM | ZONE | DOM | 34886215 | DOMINDP | 115 KV | 197 | LOAD
34964545 | DOM | ZONE | DOM | 34885323 | DOMINION | 35 KV | TX1 | LOAD
34964545 | DOM | ZONE | DOM | 34886731 | DOOMS4 | 22 KV | TX1 | LOAD
34964545 | DOM | ZONE | DOM | 34886733 | DOOMS4 | 22 KV | TX2 | LOAD
34964545 | DOM | ZONE | DOM | 1379258551 | DOSWELL | 230 KV | LOAD1 | LOAD
34964545 | DOM | ZONE | DOM | 34886737 | DOUBLEDP | 115 KV | TX1 | LOAD
34964545 | DOM | ZONE | DOM | 34885831 | DOZIER | 13 KV | TX1 | LOAD
34964545 | DOM | ZONE | DOM | 34885833 | DOZIER | 13 KV | TX2 | LOAD
34964545 | DOM | ZONE | DOM | 34886217 | DRANESVL | 35 KV | TX1 | LOAD
34964545 | DOM | ZONE | DOM | 34886219 | DRANESVL | 35 KV | TX2 | LOAD
34964545 | DOM | ZONE | DOM | 76427741 | DRANESVL | 35 KV | TX3 | LOAD
34964545 | DOM | ZONE | DOM | 34885325 | DRYBURG | 115 KV | TX1 | LOAD
34964545 | DOM | ZONE | DOM | 34885327 | DRYBURG | 115 KV | TX2 | LOAD
34964545 | DOM | ZONE | DOM | 2156113920 | DTC | 34 KV | TX1_LOAD | LOAD
34964545 | DOM | ZONE | DOM | 2156113909 | DTC | 34 KV | TX2_LOAD | LOAD
34964545 | DOM | ZONE | DOM | 2156113956 | DTC | 34 KV | TX3_LOAD | LOAD
34964545 | DOM | ZONE | DOM | 2156113869 | DTC | 34 KV | TX4_LOAD | LOAD
34964545 | DOM | ZONE | DOM | 2156114012 | DTC | 34 KV | TX5_LOAD | LOAD
34964545 | DOM | ZONE | DOM | 34886221 | DULLES | 13 KV | TX1 | LOAD
34964545 | DOM | ZONE | DOM | 34886223 | DULLES | 13 KV | TX2 | LOAD
34964545 | DOM | ZONE | DOM | 34886225 | DULLES | 35 KV | TX3 | LOAD
34964545 | DOM | ZONE | DOM | 34886227 | DULLES | 35 KV | TX4 | LOAD
34964545 | DOM | ZONE | DOM | 1218907047 | DULLES | 35 KV | TX5 | LOAD
34964545 | DOM | ZONE | DOM | 2156111271 | DULLES | 35 KV | TX6 | LOAD
34964545 | DOM | ZONE | DOM | 34886229 | DUMFRIES | 35 KV | TX1 | LOAD
34964545 | DOM | ZONE | DOM | 34886231 | DUMFRIES | 35 KV | TX2 | LOAD
34964545 | DOM | ZONE | DOM | 34885329 | DUNNSVIL | 35 KV | TX1 | LOAD
34964545 | DOM | ZONE | DOM | 1132286178 | DUNNSVIL | 35 KV | TX2 | LOAD
34964545 | DOM | ZONE | DOM | 34885331 | DUPONT4 | 13 KV | TX2 | LOAD
34964545 | DOM | ZONE | DOM | 34885333 | DUPONT4 | 13 KV | TX3 | LOAD
34964545 | DOM | ZONE | DOM | 34885335 | DUPONT4 | 13 KV | TX4 | LOAD
34964545 | DOM | ZONE | DOM | 34886739 | DUPWAYNE | 115 KV | TX1 | LOAD
34964545 | DOM | ZONE | DOM | 34886741 | DUPWAYNE | 115 KV | TX2 | LOAD
34964545 | DOM | ZONE | DOM | 34886519 | EARLEYS | 35 KV | TX1 | LOAD
34964545 | DOM | ZONE | DOM | 34886521 | EARLEYS | 35 KV | TX2 | LOAD
34964545 | DOM | ZONE | DOM | 2156112224 | EASTERS | 115 KV | LD1 | LOAD
34964545 | DOM | ZONE | DOM | 2156112286 | EASTERS | 115 KV | LD2 | LOAD
34964545 | DOM | ZONE | DOM | 2156113182 | EASTERS | 115 KV | LD3 | LOAD
34964545 | DOM | ZONE | DOM | 2156113238 | EASTERS | 115 KV | LD4 | LOAD
34964545 | DOM | ZONE | DOM | 2156113324 | EASTERS | 115 KV | LD5 | LOAD
34964545 | DOM | ZONE | DOM | 2156114735 | EASTERS | 230 KV | LD1_V37 | LOAD
34964545 | DOM | ZONE | DOM | 2156114682 | EASTERS | 230 KV | LD2_W37 | LOAD
34964545 | DOM | ZONE | DOM | 2156114767 | EASTERS | 230 KV | LD3_Y37 | LOAD
34964545 | DOM | ZONE | DOM | 2156114538 | EASTERS | 230 KV | LD4_U37 | LOAD
34964545 | DOM | ZONE | DOM | 2156114618 | EASTERS | 230 KV | LD5_Z37 | LOAD
34964545 | DOM | ZONE | DOM | 34886743 | EASTMILL | 14 KV | TX4 | LOAD
34964545 | DOM | ZONE | DOM | 34886745 | EASTMILL | 14 KV | TX5 | LOAD
34964545 | DOM | ZONE | DOM | 34886747 | EASTMILL | 14 KV | TX6 | LOAD
34964545 | DOM | ZONE | DOM | 34886523 | EDENTON | 13 KV | TX1 | LOAD
34964545 | DOM | ZONE | DOM | 34886749 | EDINBUR4 | 35 KV | TX1 | LOAD
34964545 | DOM | ZONE | DOM | 34886751 | EDINBUR4 | 35 KV | TX2 | LOAD
34964545 | DOM | ZONE | DOM | 1067162334 | EDWSFERY | 34.5 KV | TX1 | LOAD
34964545 | DOM | ZONE | DOM | 34886753 | EFFINGER | 115 KV | TX1 | LOAD
34964545 | DOM | ZONE | DOM | 1218906801 | ELIZRIV | 230 KV | SS1 | LOAD
34964545 | DOM | ZONE | DOM | 1388604817 | ELKLCKDP | 230 KV | DP_W74 | LOAD
34964545 | DOM | ZONE | DOM | 1388604816 | ELKLCKDP | 230 KV | DP_X74 | LOAD
34964545 | DOM | ZONE | DOM | 74008661 | ELKO4 | 35 KV | TX1 | LOAD
34964545 | DOM | ZONE | DOM | 1084384387 | ELKO4 | 35 KV | TX2 | LOAD
34964545 | DOM | ZONE | DOM | 1097726960 | ELKRUNDP | 230 KV | TX1 | LOAD
34964545 | DOM | ZONE | DOM | 34886755 | ELKTONDP | 115 KV | TX1 | LOAD
34964545 | DOM | ZONE | DOM | 1183224935 | ELMFARM | 34.5 KV | TX1 | LOAD
34964545 | DOM | ZONE | DOM | 34885337 | ELMONT4 | 35 KV | TX3 | LOAD
34964545 | DOM | ZONE | DOM | 34885339 | ELMONT4 | 35 KV | TX4 | LOAD
34964545 | DOM | ZONE | DOM | 34885341 | EMPORADP | 115 KV | TX1 | LOAD
34964545 | DOM | ZONE | DOM | 34885343 | EMPORIA | 13 KV | TX2 | LOAD
34964545 | DOM | ZONE | DOM | 34886757 | ENDCAVRN | 35 KV | TX1 | LOAD
34964545 | DOM | ZONE | DOM | 34886759 | ENDCAVRN | 35 KV | TX2 | LOAD
34964545 | DOM | ZONE | DOM | 2156115043 | ENON4 | 35 KV | LD3 | LOAD
34964545 | DOM | ZONE | DOM | 34885345 | ENON4 | 35 KV | TX2 | LOAD
34964545 | DOM | ZONE | DOM | 1183224936 | ENTRPRIS | 34.5 KV | TX3 | LOAD
34964545 | DOM | ZONE | DOM | 1183224937 | ENTRPRIS | 34.5 KV | TX5 | LOAD
34964545 | DOM | ZONE | DOM | 2156110187 | ENTRPRIS | 36.5 KV | TX4 | LOAD
34964545 | DOM | ZONE | DOM | 2156114246 | EPG | 35 KV | LD1 | LOAD
34964545 | DOM | ZONE | DOM | 2156114430 | EPG | 35 KV | LD3 | LOAD
34964545 | DOM | ZONE | DOM | 2156114422 | EPG | 35 KV | LD4 | LOAD
34964545 | DOM | ZONE | DOM | 34886531 | ETNFERDP | 115 KV | TX1 | LOAD
34964545 | DOM | ZONE | DOM | 34886533 | ETNFERDP | 115 KV | TX2 | LOAD
34964545 | DOM | ZONE | DOM | 34886535 | EVERETTS | 35 KV | TX1 | LOAD
34964545 | DOM | ZONE | DOM | 1552832744 | EVERETTS | 35 KV | TX1_NCE | LOAD
34964545 | DOM | ZONE | DOM | 34886537 | EVERETTS | 35 KV | TX3 | LOAD
34964545 | DOM | ZONE | DOM | 2156110850 | EVRGREEN | 230 KV | H137_LD | LOAD
34964545 | DOM | ZONE | DOM | 2156110851 | EVRGREEN | 230 KV | H237_LD | LOAD
34964545 | DOM | ZONE | DOM | 2156112427 | EVRGREEN | 230 KV | H337_LD | LOAD
34964545 | DOM | ZONE | DOM | 2156112447 | EVRGREEN | 230 KV | H437_LD | LOAD
34964545 | DOM | ZONE | DOM | 34886761 | FAIRFELD | 35 KV | TX1 | LOAD
34964545 | DOM | ZONE | DOM | 34885349 | FARMVILL | 13 KV | TX1 | LOAD
34964545 | DOM | ZONE | DOM | 34885351 | FARMVILL | 13 KV | TX2 | LOAD
34964545 | DOM | ZONE | DOM | 34885353 | FARMVILL | 35 KV | TX3 | LOAD
34964545 | DOM | ZONE | DOM | 1439646323 | FARMVILL | 35 KV | TX6LOAD | LOAD
34964545 | DOM | ZONE | DOM | 2156113183 | FARMWELL | 34 KV | TX1_LOAD | LOAD
34964545 | DOM | ZONE | DOM | 2156113244 | FARMWELL | 34 KV | TX4_LOAD | LOAD
34964545 | DOM | ZONE | DOM | 2156111269 | FARMWELL | 36.5 KV | TX2_LOAD | LOAD
34964545 | DOM | ZONE | DOM | 2156111268 | FARMWELL | 36.5 KV | TX3_LOAD | LOAD
34964545 | DOM | ZONE | DOM | 34886235 | FCWADP | 230 KV | TX1 | LOAD
34964545 | DOM | ZONE | DOM | 2156110847 | FCWADP | 230 KV | TX2 | LOAD
34964545 | DOM | ZONE | DOM | 34885835 | FENTRES4 | 35 KV | TX2 | LOAD
34964545 | DOM | ZONE | DOM | 2156111270 | FENTRES4 | 36.5 KV | TX4 | LOAD
34964545 | DOM | ZONE | DOM | 2156111267 | FIELDSCR | 34.5 KV | TX1LD | LOAD
34964545 | DOM | ZONE | DOM | 1268564243 | FINESCNR | 34.5 KV | LOAD | LOAD
34964545 | DOM | ZONE | DOM | 2156114707 | FIRETOWR | 230 KV | LD1 | LOAD
34964545 | DOM | ZONE | DOM | 34886763 | FISHERSV | 22 KV | TX1 | LOAD
34964545 | DOM | ZONE | DOM | 34886765 | FISHERSV | 22 KV | TX2 | LOAD
34964545 | DOM | ZONE | DOM | 2155501928 | FIVEFRKS | 115 KV | HEC | LOAD
34964545 | DOM | ZONE | DOM | 34886539 | FIVEPTDP | 115 KV | TX1 | LOAD
34964545 | DOM | ZONE | DOM | 2156111756 | FLATCREE | 13 KV | LD1 | LOAD
34964545 | DOM | ZONE | DOM | 34886237 | FLSCHURC | 35 KV | TX3 | LOAD
34964545 | DOM | ZONE | DOM | 34886239 | FLSCHURC | 35 KV | TX4 | LOAD
34964545 | DOM | ZONE | DOM | 34885355 | FORTLEE | 13 KV | TX1 | LOAD
34964545 | DOM | ZONE | DOM | 34885357 | FORTLEE | 13 KV | TX2 | LOAD
34964545 | DOM | ZONE | DOM | 98369955 | FORTLEE | 13 KV | TX3 | LOAD
34964545 | DOM | ZONE | DOM | 34885359 | FOURRIVR | 230 KV | COOP | LOAD
34964545 | DOM | ZONE | DOM | 34886241 | FRANCONA | 35 KV | TX1 | LOAD
34964545 | DOM | ZONE | DOM | 34886243 | FRANCONA | 35 KV | TX2 | LOAD
34964545 | DOM | ZONE | DOM | 34885837 | FRANKLI4 | 13 KV | TX1 | LOAD
34964545 | DOM | ZONE | DOM | 34885839 | FRANKLI4 | 13 KV | TX2 | LOAD
34964545 | DOM | ZONE | DOM | 34886245 | FRDRKSBG | 13 KV | TX2 | LOAD
34964545 | DOM | ZONE | DOM | 34886247 | FRDRKSBG | 13 KV | TX3 | LOAD
34964545 | DOM | ZONE | DOM | 34886249 | FRDRKSBG | 35 KV | TX4 | LOAD
34964545 | DOM | ZONE | DOM | 34886251 | FRDRKSBG | 35 KV | TX6 | LOAD
34964545 | DOM | ZONE | DOM | 1248985239 | FREEDOM1 | 69 KV | LOAD | LOAD
34964545 | DOM | ZONE | DOM | 34885361 | FREEMNDP | 115 KV | TX1 | LOAD
34964545 | DOM | ZONE | DOM | 1183224273 | FRONTROY | 21 KV | LD1 | LOAD
34964545 | DOM | ZONE | DOM | 1183224274 | FRONTROY | 21 KV | LD2 | LOAD
34964545 | DOM | ZONE | DOM | 1183224275 | FRONTROY | 21 KV | LD3 | LOAD
34964545 | DOM | ZONE | DOM | 34885841 | FTEUSTIS | 115 KV | TX1 | LOAD
34964545 | DOM | ZONE | DOM | 34885843 | FTEUSTIS | 115 KV | TX2 | LOAD
34964545 | DOM | ZONE | DOM | 2156111795 | FTEUSTIS | 115 KV | TX3 | LOAD
34964545 | DOM | ZONE | DOM | 34885365 | FTPICKET | 115 KV | DP | LOAD
34964545 | DOM | ZONE | DOM | 1666104976 | FTPICKET | 115 KV | DP1LD | LOAD
34964545 | DOM | ZONE | DOM | 34885363 | FTPICKET | 13 KV | TX1 | LOAD
34964545 | DOM | ZONE | DOM | 1067162354 | FULLERRD | 36.5 KV | LOAD | LOAD
34964545 | DOM | ZONE | DOM | 34886255 | GAINESVL | 115 KV | DP3 | LOAD
34964545 | DOM | ZONE | DOM | 34886253 | GAINESVL | 35 KV | TX1 | LOAD
34964545 | DOM | ZONE | DOM | 51519931 | GAINESVL | 35 KV | TX4 | LOAD
34964545 | DOM | ZONE | DOM | 34886257 | GALLWSRD | 35 KV | TX1 | LOAD
34964545 | DOM | ZONE | DOM | 34886259 | GALLWSRD | 35 KV | TX2 | LOAD
34964545 | DOM | ZONE | DOM | 34885367 | GARNERDP | 115 KV | TX1 | LOAD
34964545 | DOM | ZONE | DOM | 2156114113 | GARRSNV | 36.5 KV | LD2 | LOAD
34964545 | DOM | ZONE | DOM | 87901511 | GARRSNV | 36.5 KV | LOAD | LOAD
34964545 | DOM | ZONE | DOM | 34885369 | GARYDP | 115 KV | TX1 | LOAD
34964545 | DOM | ZONE | DOM | 34885371 | GASBRGDP | 69 KV | TX1 | LOAD
34964545 | DOM | ZONE | DOM | 2156111855 | GENITO | 35 KV | LD1 | LOAD
34964545 | DOM | ZONE | DOM | 1869181466 | GLADYSDP | 69 KV | DP | LOAD
34964545 | DOM | ZONE | DOM | 34886767 | GLASGOW4 | 13 KV | TX1 | LOAD
34964545 | DOM | ZONE | DOM | 34886769 | GLASGOW4 | 13 KV | TX2 | LOAD
34964545 | DOM | ZONE | DOM | 34886261 | GLCARLYN | 35 KV | TX1 | LOAD
34964545 | DOM | ZONE | DOM | 34886263 | GLCARLYN | 35 KV | TX3 | LOAD
34964545 | DOM | ZONE | DOM | 34886265 | GLCARLYN | 35 KV | TX4 | LOAD
34964545 | DOM | ZONE | DOM | 34886267 | GLEBE | 35 KV | TX1 | LOAD
34964545 | DOM | ZONE | DOM | 34886269 | GLEBE | 35 KV | TX2 | LOAD
34964545 | DOM | ZONE | DOM | 2156113774 | GLOBLPLZ | 36 KV | TX1LOAD | LOAD
34964545 | DOM | ZONE | DOM | 2156113277 | GLOBLPLZ | 36 KV | TX2LOAD | LOAD
34964545 | DOM | ZONE | DOM | 2156113217 | GLOBLPLZ | 36 KV | TX3LOAD | LOAD
34964545 | DOM | ZONE | DOM | 2156113694 | GLOBLPLZ | 36 KV | TX4LOAD | LOAD
34964545 | DOM | ZONE | DOM | 34886271 | GODWINDP | 115 KV | 172 | LOAD
34964545 | DOM | ZONE | DOM | 34886273 | GODWINDP | 115 KV | 197 | LOAD
34964545 | DOM | ZONE | DOM | 2156114691 | GODWINDP | 230 KV | 172LD | LOAD
34964545 | DOM | ZONE | DOM | 2156114626 | GODWINDP | 230 KV | 197LD | LOAD
34964545 | DOM | ZONE | DOM | 38367919 | GORDONSV | 115 KV | DECA_DVP | LOAD
34964545 | DOM | ZONE | DOM | 34886771 | GORDONSV | 35 KV | TX2 | LOAD
34964545 | DOM | ZONE | DOM | 34886775 | GOSHEN4 | 22 KV | TX3 | LOAD
34964545 | DOM | ZONE | DOM | 34886777 | GOSHEN4 | 46 KV | TX1 | LOAD
34964545 | DOM | ZONE | DOM | 34885845 | GOSPORT | 35 KV | TX1 | LOAD
34964545 | DOM | ZONE | DOM | 34885847 | GOSPORT | 35 KV | TX2 | LOAD
34964545 | DOM | ZONE | DOM | 34885849 | GRAFTON4 | 13 KV | TX1 | LOAD
34964545 | DOM | ZONE | DOM | 2156113172 | GRAPEVIN | 115 KV | CUNNINLD | LOAD
34964545 | DOM | ZONE | DOM | 67719581 | GRASSFID | 35 KV | TX1 | LOAD
34964545 | DOM | ZONE | DOM | 1067162523 | GRASSFID | 35 KV | TX2 LD | LOAD
34964545 | DOM | ZONE | DOM | 34885851 | GRAVLNK | 13 KV | TX1 | LOAD
34964545 | DOM | ZONE | DOM | 34885853 | GREENRUN | 35 KV | TX1 | LOAD
34964545 | DOM | ZONE | DOM | 34885855 | GREENRUN | 35 KV | TX2 | LOAD
34964545 | DOM | ZONE | DOM | 41935445 | GREENWAY | 34.5 KV | TX1 | LOAD
34964545 | DOM | ZONE | DOM | 57967577 | GREENWAY | 34.5 KV | TX2 | LOAD
34964545 | DOM | ZONE | DOM | 83734357 | GREENWAY | 34.5 KV | TX3 | LOAD
34964545 | DOM | ZONE | DOM | 1218907076 | GREENWAY | 34.5 KV | TX4 | LOAD
34964545 | DOM | ZONE | DOM | 34885857 | GREENWCH | 35 KV | TX3 | LOAD
34964545 | DOM | ZONE | DOM | 34885375 | GREENWDP | 115 KV | TX1 | LOAD
34964545 | DOM | ZONE | DOM | 34885377 | GRETNA | 13 KV | TX1 | LOAD
34964545 | DOM | ZONE | DOM | 34885379 | GRETNADP | 69 KV | TX1 | LOAD
34964545 | DOM | ZONE | DOM | 34885381 | GRITDP | 115 KV | TX1 | LOAD
34964545 | DOM | ZONE | DOM | 1379258553 | GRNSVIL | 20 KV | LOAD1 | LOAD
34964545 | DOM | ZONE | DOM | 1379258554 | GRNSVIL | 20 KV | LOAD2 | LOAD
34964545 | DOM | ZONE | DOM | 1379258552 | GRNSVIL | 20 KV | LOAD3 | LOAD
34964545 | DOM | ZONE | DOM | 34886779 | GROTTOES | 13 KV | TX1 | LOAD
34964545 | DOM | ZONE | DOM | 2156113357 | GROTTOES | 13 KV | TX2 | LOAD
34964545 | DOM | ZONE | DOM | 34885859 | GRTBRIDG | 35 KV | TX1 | LOAD
34964545 | DOM | ZONE | DOM | 34885861 | GRTBRIDG | 35 KV | TX2 | LOAD
34964545 | DOM | ZONE | DOM | 34886275 | GUMSPRNG | 35 KV | TX1 | LOAD
34964545 | DOM | ZONE | DOM | 34886277 | GUMSPRNG | 35 KV | TX2 | LOAD
34964545 | DOM | ZONE | DOM | 1165472646 | HALLBRAN | 115 KV | LOAD | LOAD
34964545 | DOM | ZONE | DOM | 83734355 | HAMILTN | 34.5 KV | LD-XF | LOAD
34964545 | DOM | ZONE | DOM | 2156113094 | HAMILTN | 34.5 KV | TX2_LD | LOAD
34964545 | DOM | ZONE | DOM | 34885863 | HANDSMDP | 115 KV | TX1 | LOAD
34964545 | DOM | ZONE | DOM | 2156113242 | HANOVER4 | 13 KV | TX5LD | LOAD
34964545 | DOM | ZONE | DOM | 1107282762 | HANOVER4 | 35 KV | TX1LD | LOAD
34964545 | DOM | ZONE | DOM | 34885389 | HANOVER4 | 35 KV | TX2 | LOAD
34964545 | DOM | ZONE | DOM | 34885865 | HARBORVW | 35 KV | TX1 | LOAD
34964545 | DOM | ZONE | DOM | 112586033 | HARBORVW | 35 KV | TX2 | LOAD
34964545 | DOM | ZONE | DOM | 34885393 | HARMONYV | 35 KV | TX3 | LOAD
34964545 | DOM | ZONE | DOM | 38367909 | HARMONYV | 35 KV | TX4 | LOAD
34964545 | DOM | ZONE | DOM | 34886783 | HARRSNBG | 35 KV | TX1 | LOAD
34964545 | DOM | ZONE | DOM | 34886785 | HARRSNBG | 35 KV | TX2 | LOAD
34964545 | DOM | ZONE | DOM | 34886787 | HARRSNBG | 69 KV | HEC3 | LOAD
34964545 | DOM | ZONE | DOM | 34886789 | HARRSNBG | 69 KV | HEC6 | LOAD
34964545 | DOM | ZONE | DOM | 34886279 | HARRSNDP | 115 KV | DP1 | LOAD
34964545 | DOM | ZONE | DOM | 34885395 | HARVELL | 13 KV | TX1 | LOAD
34964545 | DOM | ZONE | DOM | 34885397 | HARVELL | 13 KV | TX2 | LOAD
34964545 | DOM | ZONE | DOM | 34885399 | HARWGATE | 13 KV | TX1 | LOAD
34964545 | DOM | ZONE | DOM | 34885401 | HARWGATE | 13 KV | TX2 | LOAD
34964545 | DOM | ZONE | DOM | 34885403 | HARWGATE | 35 KV | TX3 | LOAD
34964545 | DOM | ZONE | DOM | 34885405 | HAYES | 35 KV | TX1 | LOAD
34964545 | DOM | ZONE | DOM | 34885407 | HAYES | 35 KV | TX2 | LOAD
34964545 | DOM | ZONE | DOM | 34886281 | HAYFIEL4 | 35 KV | TX1 | LOAD
34964545 | DOM | ZONE | DOM | 34886283 | HAYFIEL4 | 35 KV | TX2 | LOAD
34964545 | DOM | ZONE | DOM | 2156114964 | HAYMARKT | 34.5 KV | TX2LOAD | LOAD
34964545 | DOM | ZONE | DOM | 2156109924 | HAYMARKT | 34.5 KV | TX3LOAD | LOAD
34964545 | DOM | ZONE | DOM | 2156114953 | HAYMARKT | 34.5 KV | TX4LOAD | LOAD
34964545 | DOM | ZONE | DOM | 2156109337 | HERBERT2 | 13.8 KV | TX1LOAD | LOAD
34964545 | DOM | ZONE | DOM | 2156109336 | HERBERT2 | 13.8 KV | TX2LOAD | LOAD
34964545 | DOM | ZONE | DOM | 1268563755 | HERMTAGE | 13.2 KV | LOAD 3 | LOAD
34964545 | DOM | ZONE | DOM | 1268563756 | HERMTAGE | 34.5 KV | LOAD 1 | LOAD
34964545 | DOM | ZONE | DOM | 1183224822 | HERNDNPK | 34.5 KV | TX2 | LOAD
34964545 | DOM | ZONE | DOM | 34886285 | HERNDNPK | 35 KV | TX1 | LOAD
34964545 | DOM | ZONE | DOM | 2156113086 | HERSHYDP | 115 KV | DP1 | LOAD
34964545 | DOM | ZONE | DOM | 34885409 | HICKGRDP | 115 KV | TX1 | LOAD
34964545 | DOM | ZONE | DOM | 1369002657 | HICKORY | 34.5 KV | T1 | LOAD
34964545 | DOM | ZONE | DOM | 34885869 | HICKORY | 35 KV | TX2 | LOAD
34964545 | DOM | ZONE | DOM | 34885871 | HODGESFY | 13 KV | TX1 | LOAD
34964545 | DOM | ZONE | DOM | 34885873 | HODGESFY | 35 KV | TX2 | LOAD
34964545 | DOM | ZONE | DOM | 2156112761 | HOGARDML | 115 KV | WINDSRDP | LOAD
34964545 | DOM | ZONE | DOM | 34885875 | HOLLAND | 115 KV | HOLLNDP | LOAD
34964545 | DOM | ZONE | DOM | 34885877 | HOLLAND | 115 KV | TX1 | LOAD
34964545 | DOM | ZONE | DOM | 34886791 | HOLLYMD | 35 KV | TX1 | LOAD
34964545 | DOM | ZONE | DOM | 34885411 | HOOPERDP | 115 KV | TX1 | LOAD
34964545 | DOM | ZONE | DOM | 34885413 | HOPEWEL4 | 35 KV | TX1 | LOAD
34964545 | DOM | ZONE | DOM | 34885415 | HOPEWEL4 | 35 KV | TX2 | LOAD
34964545 | DOM | ZONE | DOM | 34885417 | HOPEWEL4 | 35 KV | TX7 | LOAD
34964545 | DOM | ZONE | DOM | 34886541 | HORNERTN | 13 KV | TX1 | LOAD
34964545 | DOM | ZONE | DOM | 34886543 | HORNERTN | 13 KV | TX2 | LOAD
34964545 | DOM | ZONE | DOM | 34886547 | HORNERTN | 35 KV | TX5 | LOAD
34964545 | DOM | ZONE | DOM | 2041963546 | HORNERTN | 36.5 KV | TX3 | LOAD
34964545 | DOM | ZONE | DOM | 2156113356 | HOURGLAS | 230 KV | LD1 | LOAD
34964545 | DOM | ZONE | DOM | 2156113403 | HOURGLAS | 230 KV | LD2 | LOAD
34964545 | DOM | ZONE | DOM | 34886793 | HRSNBGDP | 230 KV | TX1 | LOAD
34964545 | DOM | ZONE | DOM | 1268564363 | HRTSEASE | 115 KV | DP1 LD | LOAD
34964545 | DOM | ZONE | DOM | 34885419 | HUBER | 115 KV | TX1 | LOAD
34964545 | DOM | ZONE | DOM | 34885421 | HULLSTR | 35 KV | TX1 | LOAD
34964545 | DOM | ZONE | DOM | 34885423 | HULLSTR | 35 KV | TX2 | LOAD
34964545 | DOM | ZONE | DOM | 34885425 | HULLSTR | 35 KV | TX3 | LOAD
34964545 | DOM | ZONE | DOM | 34886287 | HUNTER | 35 KV | TX1 | LOAD
34964545 | DOM | ZONE | DOM | 34886289 | HUNTER | 35 KV | TX2 | LOAD
34964545 | DOM | ZONE | DOM | 1107283555 | HYDROAD | 230 KV | LOAD | LOAD
34964545 | DOM | ZONE | DOM | 34885427 | ICI | 13 KV | TX1 | LOAD
34964545 | DOM | ZONE | DOM | 34885429 | ICI | 13 KV | TX2 | LOAD
34964545 | DOM | ZONE | DOM | 1379258867 | IDYLWOO4 | 35 KV | TX1Z | LOAD
34964545 | DOM | ZONE | DOM | 1379258868 | IDYLWOO4 | 35 KV | TX2Z | LOAD
34964545 | DOM | ZONE | DOM | 123900989 | IDYLWOO4 | 35 KV | TX3 | LOAD
34964545 | DOM | ZONE | DOM | 34886295 | INDEPHIL | 115 KV | TX1 | LOAD
34964545 | DOM | ZONE | DOM | 34885881 | INDUSTPK | 13 KV | TX2 | LOAD
34964545 | DOM | ZONE | DOM | 34885883 | INDUSTPK | 13 KV | TX3 | LOAD
34964545 | DOM | ZONE | DOM | 34885885 | INDUSTPK | 35 KV | TX1 | LOAD
34964545 | DOM | ZONE | DOM | 112586035 | INDUSTPK | 35 KV | TX4 | LOAD
34964545 | DOM | ZONE | DOM | 2156114102 | INTERCON | 36 KV | LD1 | LOAD
34964545 | DOM | ZONE | DOM | 2156114136 | INTERCON | 36 KV | LD2 | LOAD
34964545 | DOM | ZONE | DOM | 2156114187 | INTERCON | 36 KV | LD3 | LOAD
34964545 | DOM | ZONE | DOM | 2156114183 | INTERCON | 36 KV | LD4 | LOAD
34964545 | DOM | ZONE | DOM | 34885431 | IRONBRI4 | 35 KV | TX1 | LOAD
34964545 | DOM | ZONE | DOM | 34885433 | IRONBRI4 | 35 KV | TX2 | LOAD
34964545 | DOM | ZONE | DOM | 34885435 | IRONBRI4 | 35 KV | TX3 | LOAD
34964545 | DOM | ZONE | DOM | 34885437 | ISLCRKDP | 115 KV | TX1 | LOAD
34964545 | DOM | ZONE | DOM | 34885439 | IVOR | 115 KV | TX1 | LOAD
34964545 | DOM | ZONE | DOM | 34886549 | JACKSNDP | 115 KV | TX1 | LOAD
34964545 | DOM | ZONE | DOM | 34886795 | JAMESLEE | 115 KV | TX1 | LOAD
34964545 | DOM | ZONE | DOM | 34886797 | JAMESRIV | 115 KV | TX1 | LOAD
34964545 | DOM | ZONE | DOM | 34885441 | JARRATT | 115 KV | TX1 | LOAD
34964545 | DOM | ZONE | DOM | 34885443 | JARRATT | 115 KV | TX2 | LOAD
34964545 | DOM | ZONE | DOM | 34885445 | JARRATT | 115 KV | TX3 | LOAD
34964545 | DOM | ZONE | DOM | 34885447 | JARRATT | 115 KV | TX4 | LOAD
34964545 | DOM | ZONE | DOM | 34886297 | JEFFRSON | 35 KV | TX1 | LOAD
34964545 | DOM | ZONE | DOM | 34886299 | JEFFRSON | 35 KV | TX2 | LOAD
34964545 | DOM | ZONE | DOM | 34886301 | JEFFRSON | 35 KV | TX3 | LOAD
34964545 | DOM | ZONE | DOM | 34886303 | JEFFRSON | 35 KV | TX4 | LOAD
34964545 | DOM | ZONE | DOM | 34885449 | JETERSVL | 35 KV | TX1 | LOAD
34964545 | DOM | ZONE | DOM | 34886305 | JOHNSNDP | 230 KV | TX2 | LOAD
34964545 | DOM | ZONE | DOM | 112586029 | JONESTDP | 115 KV | TX1 | LOAD
34964545 | DOM | ZONE | DOM | 1348256447 | KANAWTRL | 46 KV | LOAD | LOAD
34964545 | DOM | ZONE | DOM | 34885453 | KDOMINDP | 115 KV | TX1 | LOAD
34964545 | DOM | ZONE | DOM | 1379258356 | KDOMINDP | 115 KV | TX2 | LOAD
34964545 | DOM | ZONE | DOM | 34886307 | KEENMILL | 35 KV | TX1 | LOAD
34964545 | DOM | ZONE | DOM | 34886309 | KEENMILL | 35 KV | TX2 | LOAD
34964545 | DOM | ZONE | DOM | 34886551 | KELFORD | 35 KV | TX1 | LOAD
34964545 | DOM | ZONE | DOM | 34885455 | KENBRIDG | 13 KV | TX1 | LOAD
34964545 | DOM | ZONE | DOM | 34885457 | KERRDP | 115 KV | TX1 | LOAD
34964545 | DOM | ZONE | DOM | 34885459 | KEVLAR | 13 KV | TX1 | LOAD
34964545 | DOM | ZONE | DOM | 34885461 | KEVLAR | 13 KV | TX2 | LOAD
34964545 | DOM | ZONE | DOM | 34886799 | KIDDSTDP | 115 KV | TX1 | LOAD
34964545 | DOM | ZONE | DOM | 34885463 | KINDERTN | 13 KV | TX1 | LOAD
34964545 | DOM | ZONE | DOM | 2156113405 | KINGQUEE | 36 KV | TX1LOAD | LOAD
34964545 | DOM | ZONE | DOM | 34885887 | KINGSFRK | 13 KV | TX1 | LOAD
34964545 | DOM | ZONE | DOM | 1123172529 | KINGSFRK | 35 KV | TX_2 | LOAD
34964545 | DOM | ZONE | DOM | 34885891 | KINGSFRK | 35 KV | TX3 | LOAD
34964545 | DOM | ZONE | DOM | 34885465 | KINGSLND | 115 KV | TX1 | LOAD
34964545 | DOM | ZONE | DOM | 34885467 | KINGSLND | 115 KV | TX2 | LOAD
34964545 | DOM | ZONE | DOM | 34885893 | KINGSMIL | 35 KV | TX1 | LOAD
34964545 | DOM | ZONE | DOM | 34885895 | KINGSMIL | 35 KV | TX2 | LOAD
34964545 | DOM | ZONE | DOM | 45565885 | KITTYHWK | 35 KV | TX6LOAD | LOAD
34964545 | DOM | ZONE | DOM | 1183224986 | KITTYHWK | 35 KV | TX8LOAD | LOAD
34964545 | DOM | ZONE | DOM | 2156113106 | LACROSSE | 36 KV | LOAD1 | LOAD
34964545 | DOM | ZONE | DOM | 2156112991 | LACROSSE | 36 KV | LOAD2 | LOAD
34964545 | DOM | ZONE | DOM | 2156113705 | LACROSSE | 36 KV | LOAD3 | LOAD
34964545 | DOM | ZONE | DOM | 63381285 | LADYSMCT | 35 KV | SX3 | LOAD
34964545 | DOM | ZONE | DOM | 34886311 | LADYSMCT | 35 KV | TX12 | LOAD
34964545 | DOM | ZONE | DOM | 34886801 | LAKEOFWD | 115 KV | TX1 | LOAD
34964545 | DOM | ZONE | DOM | 34886803 | LAKEOFWD | 115 KV | WILDNSDP | LOAD
34964545 | DOM | ZONE | DOM | 34885471 | LAKESID4 | 13 KV | TX7 | LOAD
34964545 | DOM | ZONE | DOM | 34885473 | LAKESID4 | 13 KV | TX9 | LOAD
34964545 | DOM | ZONE | DOM | 34885475 | LAKESID4 | 35 KV | TX2 | LOAD
34964545 | DOM | ZONE | DOM | 34885477 | LAKESID4 | 35 KV | TX3 | LOAD
34964545 | DOM | ZONE | DOM | 34886313 | LAKRIDGE | 35 KV | TX1 | LOAD
34964545 | DOM | ZONE | DOM | 34886315 | LAKRIDGE | 35 KV | TX2 | LOAD
34964545 | DOM | ZONE | DOM | 34885479 | LANCASTR | 13 KV | TX1 | LOAD
34964545 | DOM | ZONE | DOM | 34885481 | LANCASTR | 35 KV | TX2 | LOAD
34964545 | DOM | ZONE | DOM | 34885483 | LANCASTR | 35 KV | TX3 | LOAD
34964545 | DOM | ZONE | DOM | 34885897 | LANDSTWN | 35 KV | TX3 | LOAD
34964545 | DOM | ZONE | DOM | 74008665 | LANDSTWN | 35 KV | TX4 | LOAD
34964545 | DOM | ZONE | DOM | 34885899 | LANEXA | 115 KV | TX1 | LOAD
34964545 | DOM | ZONE | DOM | 57967563 | LAWRNCVL | 34.5 KV | TX1 | LOAD
34964545 | DOM | ZONE | DOM | 57967565 | LAWRNCVL | 34.5 KV | TX2 | LOAD
34964545 | DOM | ZONE | DOM | 34885903 | LEBANON4 | 35 KV | TX2 | LOAD
34964545 | DOM | ZONE | DOM | 1388604453 | LEBANON4 | 35 KV | TX3LOAD | LOAD
34964545 | DOM | ZONE | DOM | 34886557 | LEGXRDDP | 115 KV | TX1 | LOAD
34964545 | DOM | ZONE | DOM | 34885905 | LGHTFOOT | 35 KV | TX1 | LOAD
34964545 | DOM | ZONE | DOM | 34885907 | LGHTFOOT | 35 KV | TX2 | LOAD
34964545 | DOM | ZONE | DOM | 112586037 | LGHTFOOT | 35 KV | TX3 | LOAD
34964545 | DOM | ZONE | DOM | 1248985241 | LIBERTY1 | 115 KV | NOVEC | LOAD
34964545 | DOM | ZONE | DOM | 2156113548 | LINCOLNP | 34 KV | TX1_LOAD | LOAD
34964545 | DOM | ZONE | DOM | 2156113707 | LINCOLNP | 34 KV | TX2_LOAD | LOAD
34964545 | DOM | ZONE | DOM | 2156113639 | LINCOLNP | 34 KV | TX3_LOAD | LOAD
34964545 | DOM | ZONE | DOM | 2156113766 | LINCOLNP | 34 KV | TX4_LOAD | LOAD
34964545 | DOM | ZONE | DOM | 2156114570 | LINCOLNP | 34 KV | TX5_LOAD | LOAD
34964545 | DOM | ZONE | DOM | 34886317 | LINDENDP | 115 KV | TX1 | LOAD
34964545 | DOM | ZONE | DOM | 1183224717 | LITLCREK | 34.5 KV | TX1 | LOAD
34964545 | DOM | ZONE | DOM | 1183224718 | LITLCREK | 34.5 KV | TX2 | LOAD
34964545 | DOM | ZONE | DOM | 34886559 | LITTLEDP | 115 KV | TX1 | LOAD
34964545 | DOM | ZONE | DOM | 34886561 | LKGASTON | 35 KV | TX1 | LOAD
34964545 | DOM | ZONE | DOM | 1775815473 | LNTNHLDP | 230 KV | DP1LD | LOAD
34964545 | DOM | ZONE | DOM | 2156112382 | LOCKRDGE | 34 KV | TX1 | LOAD
34964545 | DOM | ZONE | DOM | 2156112488 | LOCKRDGE | 34 KV | TX2 | LOAD
34964545 | DOM | ZONE | DOM | 2156112388 | LOCKRDGE | 34 KV | TX3 | LOAD
34964545 | DOM | ZONE | DOM | 2156112344 | LOCKRDGE | 34 KV | TX4 | LOAD
34964545 | DOM | ZONE | DOM | 2156112491 | LOCKRDGE | 34 KV | TX5 | LOAD
34964545 | DOM | ZONE | DOM | 34885489 | LOCKS | 13 KV | TX1 | LOAD
34964545 | DOM | ZONE | DOM | 34885491 | LOCKS | 13 KV | TX2 | LOAD
34964545 | DOM | ZONE | DOM | 1268563568 | LOCKS | 35 KV | LOAD | LOAD
34964545 | DOM | ZONE | DOM | 34885493 | LOCKS | 35 KV | TX4 | LOAD
34964545 | DOM | ZONE | DOM | 47012239 | LOCUSTDP | 115 KV | TX1 | LOAD
34964545 | DOM | ZONE | DOM | 34886319 | LOMARDP | 115 KV | TX1 | LOAD
34964545 | DOM | ZONE | DOM | 34886321 | LOMARDP | 115 KV | TX2 | LOAD
34964545 | DOM | ZONE | DOM | 34885909 | LONDNBRG | 35 KV | TX1 | LOAD
34964545 | DOM | ZONE | DOM | 34885911 | LONGCREK | 35 KV | TX1 | LOAD
34964545 | DOM | ZONE | DOM | 34885913 | LONGCREK | 35 KV | TX2 | LOAD
34964545 | DOM | ZONE | DOM | 34886807 | LOUISA | 35 KV | TX1 | LOAD
34964545 | DOM | ZONE | DOM | 93353469 | LOUISACT | 13.8 KV | G2 SS LD | LOAD
34964545 | DOM | ZONE | DOM | 93353471 | LOUISACT | 13.8 KV | G3 SS LD | LOAD
34964545 | DOM | ZONE | DOM | 34886809 | LOUISAPP | 230 KV | TX1 | LOAD
34964545 | DOM | ZONE | DOM | 1183224844 | LOVETTSV | 138 KV | LOV_DVP2 | LOAD
34964545 | DOM | ZONE | DOM | 38367913 | LOVETTSV | 138 KV | LOVE_DVP | LOAD
34964545 | DOM | ZONE | DOM | 34885917 | LYNNHAVN | 35 KV | TX4 | LOAD
34964545 | DOM | ZONE | DOM | 34885919 | LYNNHAVN | 35 KV | TX5 | LOAD
34964545 | DOM | ZONE | DOM | 34885921 | MAGRUDER | 13 KV | TX1 | LOAD
34964545 | DOM | ZONE | DOM | 34885923 | MAGRUDER | 35 KV | TX2 | LOAD
34964545 | DOM | ZONE | DOM | 34885925 | MAGRUDER | 35 KV | TX3 | LOAD
34964545 | DOM | ZONE | DOM | 2156109915 | MAINPOST | 13.2 KV | TX1LOAD | LOAD
34964545 | DOM | ZONE | DOM | 2156109916 | MAINPOST | 13.2 KV | TX2LOAD | LOAD
34964545 | DOM | ZONE | DOM | 34885497 | MANCHSTR | 13 KV | TX2 | LOAD
34964545 | DOM | ZONE | DOM | 34885499 | MANCHSTR | 13 KV | TX3 | LOAD
34964545 | DOM | ZONE | DOM | 34886563 | MAPLTNDP | 115 KV | TX1 | LOAD
34964545 | DOM | ZONE | DOM | 34885503 | MARGARTV | 115 KV | TX1 | LOAD
34964545 | DOM | ZONE | DOM | 34885505 | MARLBORO | 35 KV | TX1 | LOAD
34964545 | DOM | ZONE | DOM | 34885507 | MARLBORO | 35 KV | TX2 | LOAD
34964545 | DOM | ZONE | DOM | 98369961 | MARSHRUN | 18 KV | SATA | LOAD
34964545 | DOM | ZONE | DOM | 98369963 | MARSHRUN | 18 KV | SATB | LOAD
34964545 | DOM | ZONE | DOM | 34886565 | MARTINDP | 115 KV | TX1 | LOAD
34964545 | DOM | ZONE | DOM | 34885927 | MARTNHND | 115 KV | TX1 | LOAD
34964545 | DOM | ZONE | DOM | 34885509 | MAURYST | 115 KV | TX1 | LOAD
34964545 | DOM | ZONE | DOM | 34886569 | MAYODP | 115 KV | TX2 | LOAD
34964545 | DOM | ZONE | DOM | 34885929 | MCLAUGH | 35 KV | TX5 | LOAD
34964545 | DOM | ZONE | DOM | 74008667 | MCLAUGH | 35 KV | TX6 | LOAD
34964545 | DOM | ZONE | DOM | 34885511 | MDSNVLDP | 115 KV | TX1 | LOAD
34964545 | DOM | ZONE | DOM | 2156113680 | MERCK5 | 13 KV | TX1LD | LOAD
34964545 | DOM | ZONE | DOM | 2156113575 | MERCK5 | 13 KV | TX2LD | LOAD
34964545 | DOM | ZONE | DOM | 34886811 | MERCK5 | 35 KV | TX1D1 | LOAD
34964545 | DOM | ZONE | DOM | 34886813 | MERCK5 | 35 KV | TX1D2 | LOAD
34964545 | DOM | ZONE | DOM | 34886815 | MERCK5 | 35 KV | TX2 | LOAD
34964545 | DOM | ZONE | DOM | 34886817 | MERCK5 | 35 KV | TX3 | LOAD
34964545 | DOM | ZONE | DOM | 38367923 | MERCK5 | 35 KV | TX4 | LOAD
34964545 | DOM | ZONE | DOM | 34885931 | MERCURY | 22 KV | TX1 | LOAD
34964545 | DOM | ZONE | DOM | 2156113980 | MERCURY | 22 KV | TX2_LOAD | LOAD
34964545 | DOM | ZONE | DOM | 34885513 | METCALF | 13 KV | TX1 | LOAD
34964545 | DOM | ZONE | DOM | 34886323 | MIDDLEBG | 35 KV | TX1 | LOAD
34964545 | DOM | ZONE | DOM | 34886325 | MIDDLEBG | 35 KV | TX2 | LOAD
34964545 | DOM | ZONE | DOM | 51519933 | MIDDLEBG | 35 KV | TX5 | LOAD
34964545 | DOM | ZONE | DOM | 34885515 | MIDLOTH | 35 KV | TX1 | LOAD
34964545 | DOM | ZONE | DOM | 2156109331 | MIDLOTH | 35 KV | TX3 | LOAD
34964545 | DOM | ZONE | DOM | 34885517 | MIDLOTH | 35 KV | TX5 | LOAD
34964545 | DOM | ZONE | DOM | 34886819 | MIDWAYDP | 115 KV | TX1 | LOAD
34964545 | DOM | ZONE | DOM | 38367821 | MILLVILL | 34 KV | MILL_DVP | LOAD
34964545 | DOM | ZONE | DOM | 34886327 | MINEROAD | 35 KV | TX1 | LOAD
34964545 | DOM | ZONE | DOM | 34886329 | MINEROAD | 35 KV | TX2 | LOAD
34964545 | DOM | ZONE | DOM | 34886331 | MINVILDP | 115 KV | TX1 | LOAD
34964545 | DOM | ZONE | DOM | 34886821 | MITCHLDP | 115 KV | TX1 | LOAD
34964545 | DOM | ZONE | DOM | 34886333 | MOOREDP | 230 KV | TX1 | LOAD
34964545 | DOM | ZONE | DOM | 34885519 | MORANDP | 115 KV | TX1 | LOAD
34964545 | DOM | ZONE | DOM | 45565873 | MORSBGDP | 115 KV | TX1 | LOAD
34964545 | DOM | ZONE | DOM | 34886571 | MRTNCTDP | 115 KV | TX1 | LOAD
34964545 | DOM | ZONE | DOM | 34885521 | MTAIRYDP | 69 KV | TX1 | LOAD
34964545 | DOM | ZONE | DOM | 34886823 | MTEAGLE | 35 KV | TX1 | LOAD
34964545 | DOM | ZONE | DOM | 34886827 | MTJACKS4 | 115 KV | TX2 | LOAD
34964545 | DOM | ZONE | DOM | 34886825 | MTJACKS4 | 35 KV | TX1 | LOAD
34964545 | DOM | ZONE | DOM | 2156112281 | MTLAURE4 | 115 KV | MOBILELD | LOAD
34964545 | DOM | ZONE | DOM | 34885523 | MTLAURE4 | 13 KV | TX1 | LOAD
34964545 | DOM | ZONE | DOM | 71856523 | MTN RUN | 115 KV | RECLOAD1 | LOAD
34964545 | DOM | ZONE | DOM | 71856525 | MTN RUN | 115 KV | RECLOAD2 | LOAD
34964545 | DOM | ZONE | DOM | 71856527 | MTN RUN | 115 KV | RECLOAD3 | LOAD
34964545 | DOM | ZONE | DOM | 34885525 | MTNROAD | 35 KV | TX1 | LOAD
34964545 | DOM | ZONE | DOM | 34885527 | MTNROAD | 35 KV | TX2 | LOAD
34964545 | DOM | ZONE | DOM | 45565895 | MTSTORM4 | 35 KV | RSS2 | LOAD
34964545 | DOM | ZONE | DOM | 34886837 | MTSTORM4 | 35 KV | RSS6 | LOAD
34964545 | DOM | ZONE | DOM | 34886831 | MTSTORM4 | 4 KV | SS1 | LOAD
34964545 | DOM | ZONE | DOM | 34886833 | MTSTORM4 | 4 KV | SS2 | LOAD
34964545 | DOM | ZONE | DOM | 34886835 | MTSTORM4 | 4 KV | SS3 | LOAD
34964545 | DOM | ZONE | DOM | 34886573 | MURPHY | 35 KV | TX1 | LOAD
34964545 | DOM | ZONE | DOM | 34886575 | MURPHY | 35 KV | TX2 | LOAD
34964545 | DOM | ZONE | DOM | 34885933 | MYRTLE | 35 KV | TX1 | LOAD
34964545 | DOM | ZONE | DOM | 34886577 | NAGSHEAD | 35 KV | TX2 | LOAD
34964545 | DOM | ZONE | DOM | 34886579 | NAGSHEAD | 35 KV | TX3 | LOAD
34964545 | DOM | ZONE | DOM | 34885529 | NANNA4 | 22 KV | SS1 | LOAD
34964545 | DOM | ZONE | DOM | 34885531 | NANNA4 | 22 KV | SS2 | LOAD
34964545 | DOM | ZONE | DOM | 34885533 | NANNA4 | 35 KV | RSS1 | LOAD
34964545 | DOM | ZONE | DOM | 34885535 | NANNA4 | 35 KV | RSS2 | LOAD
34964545 | DOM | ZONE | DOM | 34885537 | NANNA4 | 35 KV | RSS3 | LOAD
34964545 | DOM | ZONE | DOM | 1379258398 | NANNA4 | 35 KV | TX7LOAD | LOAD
34964545 | DOM | ZONE | DOM | 1183224719 | NASADOM | 22 KV | T1 | LOAD
34964545 | DOM | ZONE | DOM | 1183224720 | NASADOM | 22 KV | T2 | LOAD
34964545 | DOM | ZONE | DOM | 34886581 | NASH | 35 KV | TX1 | LOAD
34964545 | DOM | ZONE | DOM | 34885539 | NATCYL | 115 KV | TX1 | LOAD
34964545 | DOM | ZONE | DOM | 34885541 | NATWELDR | 230 KV | TX1 | LOAD
34964545 | DOM | ZONE | DOM | 41935441 | NAVYNTH | 230 KV | TX1 | LOAD
34964545 | DOM | ZONE | DOM | 41935443 | NAVYNTH | 230 KV | TX2 | LOAD
34964545 | DOM | ZONE | DOM | 34885935 | NAVYSTH | 35 KV | TX1 | LOAD
34964545 | DOM | ZONE | DOM | 34885937 | NAVYSTH | 35 KV | TX2 | LOAD
34964545 | DOM | ZONE | DOM | 34885543 | NBOHEMDP | 115 KV | TX1 | LOAD
34964545 | DOM | ZONE | DOM | 34885545 | NDOSWLDP | 115 KV | TX1 | LOAD
34964545 | DOM | ZONE | DOM | 34885547 | NEAST | 13 KV | TX1 | LOAD
34964545 | DOM | ZONE | DOM | 34885549 | NEAST | 13 KV | TX3 | LOAD
34964545 | DOM | ZONE | DOM | 34885551 | NEAST | 35 KV | TX5 | LOAD
34964545 | DOM | ZONE | DOM | 34885553 | NEAST | 35 KV | TX6 | LOAD
34964545 | DOM | ZONE | DOM | 1218906567 | NEAST | 35 KV | TX8 | LOAD
34964545 | DOM | ZONE | DOM | 34885939 | NEWPORTR | 13 KV | TX1 | LOAD
34964545 | DOM | ZONE | DOM | 1123172330 | NEWROAD | 115 KV | LDNOVEC | LOAD
34964545 | DOM | ZONE | DOM | 1067162453 | NHAMPTON | 36.5 KV | LOAD | LOAD
34964545 | DOM | ZONE | DOM | 2156112741 | NHAMPTON | 36.5 KV | LOAD2 | LOAD
34964545 | DOM | ZONE | DOM | 34886843 | NIBCO | 115 KV | TX1 | LOAD
34964545 | DOM | ZONE | DOM | 2156114139 | NIMBUS | 36 KV | LD1 | LOAD
34964545 | DOM | ZONE | DOM | 2156114126 | NIMBUS | 36 KV | LD2 | LOAD
34964545 | DOM | ZONE | DOM | 2156114098 | NIMBUS | 36 KV | LD3 | LOAD
34964545 | DOM | ZONE | DOM | 2156114149 | NIMBUS | 36 KV | LD4 | LOAD
34964545 | DOM | ZONE | DOM | 34886845 | NIRIVER | 115 KV | TX1 | LOAD
34964545 | DOM | ZONE | DOM | 2156114708 | NIT | 34.5 KV | LD1 | LOAD
34964545 | DOM | ZONE | DOM | 2156114770 | NIT | 34.5 KV | LD2 | LOAD
34964545 | DOM | ZONE | DOM | 93353461 | NIVO | 36.5 KV | T1 | LOAD
34964545 | DOM | ZONE | DOM | 93353463 | NIVO | 36.5 KV | T2 | LOAD
34964545 | DOM | ZONE | DOM | 1207066638 | NIVO | 36.5 KV | T3 | LOAD
34964545 | DOM | ZONE | DOM | 2156113076 | NIVO | 36.5 KV | T4 | LOAD
34964545 | DOM | ZONE | DOM | 1067162456 | NOKESVIL | 36.5 KV | TX1 | LOAD
34964545 | DOM | ZONE | DOM | 34885555 | NPOLE | 35 KV | TX1 | LOAD
34964545 | DOM | ZONE | DOM | 1268563614 | NPOLE | 35 KV | TX2 | LOAD
34964545 | DOM | ZONE | DOM | 34886847 | NRIVERDP | 115 KV | TX1 | LOAD
34964545 | DOM | ZONE | DOM | 2156113293 | NRTHALEX | 36.5 KV | LD3 | LOAD
34964545 | DOM | ZONE | DOM | 34885559 | NRTHNECK | 35 KV | TX1 | LOAD
34964545 | DOM | ZONE | DOM | 34885561 | NRTHNECK | 35 KV | TX5 | LOAD
34964545 | DOM | ZONE | DOM | 34886583 | NUCOR4 | 230 KV | TX1 | LOAD
34964545 | DOM | ZONE | DOM | 34885563 | NUTBSHDP | 115 KV | TX1 | LOAD
34964545 | DOM | ZONE | DOM | 34885565 | NVIEWDP | 115 KV | TX1 | LOAD
34964545 | DOM | ZONE | DOM | 34885567 | NWEST | 13 KV | TX7TLOAD | LOAD
34964545 | DOM | ZONE | DOM | 34885569 | NWEST | 13 KV | TX9 | LOAD
34964545 | DOM | ZONE | DOM | 34885571 | NWEST | 35 KV | TX1 | LOAD
34964545 | DOM | ZONE | DOM | 34885573 | NWEST | 35 KV | TX2 | LOAD
34964545 | DOM | ZONE | DOM | 93353465 | NWEST | 35 KV | TX3 | LOAD
34964545 | DOM | ZONE | DOM | 34885941 | NWPORTNW | 13 KV | TX4 | LOAD
34964545 | DOM | ZONE | DOM | 34885943 | NWPORTNW | 22 KV | TX3 | LOAD
34964545 | DOM | ZONE | DOM | 34885945 | NWPORTNW | 22 KV | TX8 | LOAD
34964545 | DOM | ZONE | DOM | 34886335 | OAKGROV4 | 35 KV | TX1 | LOAD
34964545 | DOM | ZONE | DOM | 1183224859 | OAKGROV4 | 35 KV | TX2 | LOAD
34964545 | DOM | ZONE | DOM | 34885947 | OAKRIDGE | 13 KV | TX1 | LOAD
34964545 | DOM | ZONE | DOM | 1305122802 | OAKRIDGE | 13 KV | TX2 | LOAD
34964545 | DOM | ZONE | DOM | 34885949 | OAKWOOD | 13 KV | TX3 | LOAD
34964545 | DOM | ZONE | DOM | 34885951 | OAKWOOD | 13 KV | TX4 | LOAD
34964545 | DOM | ZONE | DOM | 34885953 | OAKWOOD | 35 KV | TX1 | LOAD
34964545 | DOM | ZONE | DOM | 34885955 | OAKWOOD | 35 KV | TX2 | LOAD
34964545 | DOM | ZONE | DOM | 34885957 | OAKWOOD | 35 KV | TX5 | LOAD
34964545 | DOM | ZONE | DOM | 34886337 | OCCOQUAN | 35 KV | TX1 | LOAD
34964545 | DOM | ZONE | DOM | 34886339 | OCCOQUAN | 35 KV | TX2 | LOAD
34964545 | DOM | ZONE | DOM | 1107282863 | OCRAN | 13.2 KV | TX1 | LOAD
34964545 | DOM | ZONE | DOM | 34885575 | OLDCHRCH | 35 KV | TX1 | LOAD
34964545 | DOM | ZONE | DOM | 1107282865 | OLDCHRCH | 35 KV | TX2 | LOAD
34964545 | DOM | ZONE | DOM | 34885577 | OMEGADP | 115 KV | TX1 | LOAD
34964545 | DOM | ZONE | DOM | 2156113974 | OPAL | 36 KV | TX1_LOAD | LOAD
34964545 | DOM | ZONE | DOM | 2156113929 | OPAL | 36 KV | TX2_LOAD | LOAD
34964545 | DOM | ZONE | DOM | 34886849 | ORANGE | 13 KV | TX2 | LOAD
34964545 | DOM | ZONE | DOM | 1218907448 | ORANGE | 13 KV | TX3 | LOAD
34964545 | DOM | ZONE | DOM | 34886851 | ORANGE | 35 KV | TX1 | LOAD
34964545 | DOM | ZONE | DOM | 34886585 | OREGONDP | 115 KV | TX1 | LOAD
34964545 | DOM | ZONE | DOM | 34885579 | OTTERRIV | 13 KV | TX1 | LOAD
34964545 | DOM | ZONE | DOM | 34885581 | OTTERRIV | 13 KV | TX2 | LOAD
34964545 | DOM | ZONE | DOM | 2156109921 | PACIFIC | 36.5 KV | TX1LOAD | LOAD
34964545 | DOM | ZONE | DOM | 1338422964 | PACIFIC | 36.5 KV | TX2LOAD | LOAD
34964545 | DOM | ZONE | DOM | 1338422965 | PACIFIC | 36.5 KV | TX3LOAD | LOAD
34964545 | DOM | ZONE | DOM | 2156111760 | PACIFIC | 36.5 KV | TX4LOAD | LOAD
34964545 | DOM | ZONE | DOM | 2155501926 | PAMPLIN | 24 KV | TX4 | LOAD
34964545 | DOM | ZONE | DOM | 34885583 | PAMPLIN | 35 KV | TX1 | LOAD
34964545 | DOM | ZONE | DOM | 34885585 | PAMPLIN | 35 KV | TX3 | LOAD
34964545 | DOM | ZONE | DOM | 34886587 | PANTEGDP | 115 KV | TX1 | LOAD
34964545 | DOM | ZONE | DOM | 34885587 | PAPERMIL | 35 KV | TX1 | LOAD
34964545 | DOM | ZONE | DOM | 2156112343 | PARAGNPK | 34 KV | LD1 | LOAD
34964545 | DOM | ZONE | DOM | 2156112374 | PARAGNPK | 34 KV | LD2 | LOAD
34964545 | DOM | ZONE | DOM | 34886593 | PARMELE | 13 KV | TX1 | LOAD
34964545 | DOM | ZONE | DOM | 112586031 | PASQTANK | 35 KV | TX1 | LOAD
34964545 | DOM | ZONE | DOM | 34886853 | PAYTESDP | 115 KV | TX1 | LOAD
34964545 | DOM | ZONE | DOM | 1388605040 | PAYTESDP | 115 KV | TX2 | LOAD
34964545 | DOM | ZONE | DOM | 34885589 | PCHAPEL | 13 KV | TX1 | LOAD
34964545 | DOM | ZONE | DOM | 57967581 | PEACHGDP | 115 KV | TX1 | LOAD
34964545 | DOM | ZONE | DOM | 47012235 | PEAISLAN | 115 KV | PEATPNCE | LOAD
34964545 | DOM | ZONE | DOM | 34885591 | PEARSON | 35 KV | TX1 | LOAD
34964545 | DOM | ZONE | DOM | 34886341 | PENDER | 35 KV | TX1 | LOAD
34964545 | DOM | ZONE | DOM | 34886343 | PENDER | 35 KV | TX2 | LOAD
34964545 | DOM | ZONE | DOM | 34886345 | PENDER | 35 KV | TX3 | LOAD
34964545 | DOM | ZONE | DOM | 34885959 | PENDLETN | 35 KV | TX1 | LOAD
34964545 | DOM | ZONE | DOM | 34885961 | PENDLETN | 35 KV | TX2 | LOAD
34964545 | DOM | ZONE | DOM | 34885963 | PENINSLA | 35 KV | TX1 | LOAD
34964545 | DOM | ZONE | DOM | 34885965 | PENINSLA | 35 KV | TX2 | LOAD
34964545 | DOM | ZONE | DOM | 34885967 | PENINSLA | 35 KV | TX5 | LOAD
34964545 | DOM | ZONE | DOM | 74008669 | PENNIMAN | 35 KV | TX1 | LOAD
34964545 | DOM | ZONE | DOM | 34885593 | PERTH | 35 KV | TX1 | LOAD
34964545 | DOM | ZONE | DOM | 34885595 | PERTH | 35 KV | TX2 | LOAD
34964545 | DOM | ZONE | DOM | 2156109341 | PIONEER1 | 230 KV | DP_W94 | LOAD
34964545 | DOM | ZONE | DOM | 2156109342 | PIONEER1 | 230 KV | DP_X94 | LOAD
34964545 | DOM | ZONE | DOM | 34885597 | PIPELINE | 115 KV | TX1 | LOAD
34964545 | DOM | ZONE | DOM | 34885599 | PLAZA | 13 KV | TX1 | LOAD
34964545 | DOM | ZONE | DOM | 34885601 | PLAZA | 13 KV | TX3 | LOAD
34964545 | DOM | ZONE | DOM | 34885603 | PLAZA | 35 KV | TX5 | LOAD
34964545 | DOM | ZONE | DOM | 34886347 | PLEASNTV | 35 KV | TX1 | LOAD
34964545 | DOM | ZONE | DOM | 34886349 | PLEASNTV | 35 KV | TX2 | LOAD
34964545 | DOM | ZONE | DOM | 41935447 | PLEASNTV | 35 KV | TX4 | LOAD
34964545 | DOM | ZONE | DOM | 2156113998 | PLEASNTV | 35 KV | TX5_LOAD | LOAD
34964545 | DOM | ZONE | DOM | 34885605 | PLESNTH4 | 115 KV | TX1 | LOAD
34964545 | DOM | ZONE | DOM | 1268564318 | PLYMOUT4 | 35 KV | TX_1 | LOAD
34964545 | DOM | ZONE | DOM | 1268564319 | PLYMOUT4 | 35 KV | TX_2 | LOAD
34964545 | DOM | ZONE | DOM | 1084384536 | PLYWOOD | 13.8 KV | LOAD | LOAD
34964545 | DOM | ZONE | DOM | 34885607 | POE | 35 KV | TX3 | LOAD
34964545 | DOM | ZONE | DOM | 34885609 | POE | 35 KV | TX4 | LOAD
34964545 | DOM | ZONE | DOM | 98369959 | POINTHBR | 35 KV | TX1 | LOAD
34964545 | DOM | ZONE | DOM | 1552832688 | POLANDRD | 34.5 KV | TX1 | LOAD
34964545 | DOM | ZONE | DOM | 2156110848 | POLANDRD | 34.5 KV | TX2 | LOAD
34964545 | DOM | ZONE | DOM | 1552832689 | POLANDRD | 34.5 KV | TX3 | LOAD
34964545 | DOM | ZONE | DOM | 2156110849 | POLANDRD | 34.5 KV | TX6 | LOAD
34964545 | DOM | ZONE | DOM | 1305122598 | POLYESTR | 230 KV | RSST1 | LOAD
34964545 | DOM | ZONE | DOM | 1369002600 | PONTON | 115 KV | DP1 | LOAD
34964545 | DOM | ZONE | DOM | 34885973 | POOLSVIL | 35 KV | TX1 | LOAD
34964545 | DOM | ZONE | DOM | 1775814978 | PORTUGEE | 230 KV | DPW74 | LOAD
34964545 | DOM | ZONE | DOM | 1775814977 | PORTUGEE | 230 KV | DPX74 | LOAD
34964545 | DOM | ZONE | DOM | 34886351 | POSSUMP4 | 2 KV | ARS1 | LOAD
34964545 | DOM | ZONE | DOM | 34886353 | POSSUMP4 | 2 KV | ARS3 | LOAD
34964545 | DOM | ZONE | DOM | 1107283319 | POSSUMP4 | 2 KV | ARS4-1 | LOAD
34964545 | DOM | ZONE | DOM | 51519935 | POSSUMP4 | 2 KV | R5-2 | LOAD
34964545 | DOM | ZONE | DOM | 34886365 | POSSUMP4 | 2 KV | SS3 | LOAD
34964545 | DOM | ZONE | DOM | 34886367 | POSSUMP4 | 2 KV | SS4 | LOAD
34964545 | DOM | ZONE | DOM | 34886369 | POSSUMP4 | 2 KV | SS5 | LOAD
34964545 | DOM | ZONE | DOM | 1388604739 | POSSUMP4 | 4 KV | R5-1LOAD | LOAD
34964545 | DOM | ZONE | DOM | 34886371 | POSSUMP4 | 4 KV | SS6A | LOAD
34964545 | DOM | ZONE | DOM | 34886373 | POSSUMP4 | 4 KV | SS6B | LOAD
34964545 | DOM | ZONE | DOM | 1097726619 | POWHATAN | 230 KV | TX3 LD | LOAD
34964545 | DOM | ZONE | DOM | 34885613 | POWHATAN | 35 KV | TX1 | LOAD
34964545 | DOM | ZONE | DOM | 34885615 | POWHATAN | 35 KV | TX2 | LOAD
34964545 | DOM | ZONE | DOM | 2156114932 | PRENTICE | 36 KV | LD1 | LOAD
34964545 | DOM | ZONE | DOM | 2156115031 | PRENTICE | 36 KV | LD2 | LOAD
34964545 | DOM | ZONE | DOM | 2156115071 | PRENTICE | 36 KV | LD3 | LOAD
34964545 | DOM | ZONE | DOM | 2156115085 | PRENTICE | 36 KV | LD4 | LOAD
34964545 | DOM | ZONE | DOM | 1097726620 | PRGEORGE | 230 KV | LOAD | LOAD
34964545 | DOM | ZONE | DOM | 34885975 | PRINCANN | 35 KV | TX1 | LOAD
34964545 | DOM | ZONE | DOM | 34886375 | PRINCWIL | 230 KV | TX1 | LOAD
34964545 | DOM | ZONE | DOM | 34886855 | PROFITDP | 230 KV | TX1 | LOAD
34964545 | DOM | ZONE | DOM | 34886857 | PROFITDP | 230 KV | TX2 | LOAD
34964545 | DOM | ZONE | DOM | 34885617 | PROVFORG | 35 KV | TX1 | LOAD
34964545 | DOM | ZONE | DOM | 34886377 | QUANTICO | 115 KV | TX1 | LOAD
34964545 | DOM | ZONE | DOM | 34886379 | QUANTICO | 115 KV | TX2 | LOAD
34964545 | DOM | ZONE | DOM | 2156113722 | RACEFIEL | 230 KV | LOAD1 | LOAD
34964545 | DOM | ZONE | DOM | 2156113637 | RACEFIEL | 230 KV | LOAD2 | LOAD
34964545 | DOM | ZONE | DOM | 1067162492 | RADNORHT | 36.5 KV | TX1 | LOAD
34964545 | DOM | ZONE | DOM | 1318136564 | RAILRDDP | 230 KV | NOVECLD1 | LOAD
34964545 | DOM | ZONE | DOM | 1318136565 | RAILRDDP | 230 KV | NOVECLD2 | LOAD
34964545 | DOM | ZONE | DOM | 34886381 | RAVNSWTH | 35 KV | TX1 | LOAD
34964545 | DOM | ZONE | DOM | 34885619 | REAMSDP | 115 KV | TX1 | LOAD
34964545 | DOM | ZONE | DOM | 123900991 | REDFIELD | 34.5 KV | LOAD | LOAD
34964545 | DOM | ZONE | DOM | 34885621 | REDHSEDP | 115 KV | TX1 | LOAD
34964545 | DOM | ZONE | DOM | 34885623 | REEDYCRK | 35 KV | TX2 | LOAD
34964545 | DOM | ZONE | DOM | 34885977 | REEVESAV | 35 KV | TX2 | LOAD
34964545 | DOM | ZONE | DOM | 34885979 | REEVESAV | 35 KV | TX3 | LOAD
34964545 | DOM | ZONE | DOM | 34885981 | REEVESAV | 35 KV | TX6 | LOAD
34964545 | DOM | ZONE | DOM | 34886383 | REMINGTN | 35 KV | TX1 | LOAD
34964545 | DOM | ZONE | DOM | 34886385 | REMINGTN | 35 KV | TX2 | LOAD
34964545 | DOM | ZONE | DOM | 34886387 | REMNTNCT | 35 KV | TX12 | LOAD
34964545 | DOM | ZONE | DOM | 34886389 | REMNTNCT | 35 KV | TX34 | LOAD
34964545 | DOM | ZONE | DOM | 34886391 | RESTON | 35 KV | TX1 | LOAD
34964545 | DOM | ZONE | DOM | 34886393 | RESTON | 35 KV | TX2 | LOAD
34964545 | DOM | ZONE | DOM | 34886395 | RESTON | 35 KV | TX3 | LOAD
34964545 | DOM | ZONE | DOM | 34885625 | REYMET | 115 KV | TX1 | LOAD
34964545 | DOM | ZONE | DOM | 34886601 | RIDERCRK | 35 KV | TX1 | LOAD
34964545 | DOM | ZONE | DOM | 1248984804 | RIDGROAD | 13 KV | TX1 | LOAD
34964545 | DOM | ZONE | DOM | 1248984803 | RIDGROAD | 13 KV | TX2 | LOAD
34964545 | DOM | ZONE | DOM | 1379258540 | RIDGROAD | 13 KV | TX3 | LOAD
34964545 | DOM | ZONE | DOM | 1552832115 | RIDGROAD | 13 KV | TX4 | LOAD
34964545 | DOM | ZONE | DOM | 2155501927 | RIDGROAD | 13.8 KV | TX5 | LOAD
34964545 | DOM | ZONE | DOM | 34885627 | RIVERRD | 13 KV | TX1 | LOAD
34964545 | DOM | ZONE | DOM | 34885629 | RIVERRD | 13 KV | TX2 | LOAD
34964545 | DOM | ZONE | DOM | 34885631 | RIVERRD | 35 KV | TX3 | LOAD
34964545 | DOM | ZONE | DOM | 34885633 | RIVERRD | 35 KV | TX4 | LOAD
34964545 | DOM | ZONE | DOM | 34886861 | ROCKBRDG | 13 KV | TX1 | LOAD
34964545 | DOM | ZONE | DOM | 34886863 | ROCKBRDG | 13 KV | TX3 | LOAD
34964545 | DOM | ZONE | DOM | 1165473087 | ROCKLNDG | 34.5 KV | LOAD | LOAD
34964545 | DOM | ZONE | DOM | 123900975 | ROCKVILE | 36.5 KV | TX1 | LOAD
34964545 | DOM | ZONE | DOM | 2156111867 | ROCKVILE | 36.5 KV | TX2 | LOAD
34964545 | DOM | ZONE | DOM | 2156111868 | ROLNSFRD | 230 KV | DP_W54 | LOAD
34964545 | DOM | ZONE | DOM | 2156111759 | ROLNSFRD | 230 KV | DP_Y54 | LOAD
34964545 | DOM | ZONE | DOM | 34886605 | RORAPDDP | 115 KV | TX1 | LOAD
34964545 | DOM | ZONE | DOM | 34886607 | RORAPIDS | 14 KV | SS1 | LOAD
34964545 | DOM | ZONE | DOM | 34886609 | RORAPIDS | 14 KV | SS2 | LOAD
34964545 | DOM | ZONE | DOM | 34886397 | ROSLYN | 13 KV | TX1 | LOAD
34964545 | DOM | ZONE | DOM | 34886399 | ROSLYN | 13 KV | TX2 | LOAD
34964545 | DOM | ZONE | DOM | 34886401 | ROSLYN | 13 KV | TX3 | LOAD
34964545 | DOM | ZONE | DOM | 34886403 | ROSLYN | 13 KV | TX4 | LOAD
34964545 | DOM | ZONE | DOM | 2156114335 | ROUNDTBL | 36.5 KV | LD1 | LOAD
34964545 | DOM | ZONE | DOM | 2156114483 | ROUNDTBL | 36.5 KV | LD2 | LOAD
34964545 | DOM | ZONE | DOM | 2156114453 | ROUNDTBL | 36.5 KV | LD3 | LOAD
34964545 | DOM | ZONE | DOM | 2156114363 | ROUNDTBL | 36.5 KV | LD4 | LOAD
34964545 | DOM | ZONE | DOM | 1305122898 | RUNWAYDP | 230 KV | NOVEC | LOAD
34964545 | DOM | ZONE | DOM | 34885983 | RURITAN | 230 KV | TX1 | LOAD
34964545 | DOM | ZONE | DOM | 34886611 | SAMSHEAD | 115 KV | TX1 | LOAD
34964545 | DOM | ZONE | DOM | 2156115103 | SANDERDP | 34.5 KV | TX3LOAD | LOAD
34964545 | DOM | ZONE | DOM | 2156109343 | SANDLOT | 36.5 KV | TX1LOAD | LOAD
34964545 | DOM | ZONE | DOM | 2156109344 | SANDLOT | 36.5 KV | TX2LOAD | LOAD
34964545 | DOM | ZONE | DOM | 2156114782 | SANDLOT | 36.5 KV | TX3LOAD | LOAD
34964545 | DOM | ZONE | DOM | 2156114702 | SANDLOT | 36.5 KV | TX4LOAD | LOAD
34964545 | DOM | ZONE | DOM | 2156114710 | SANDLOT | 36.5 KV | TX5LOAD | LOAD
34964545 | DOM | ZONE | DOM | 2156114591 | SANDLOT | 36.5 KV | TX6LOAD | LOAD
34964545 | DOM | ZONE | DOM | 34885637 | SAPONY | 35 KV | TX1 | LOAD
34964545 | DOM | ZONE | DOM | 34885639 | SAPONY | 35 KV | TX2 | LOAD
34964545 | DOM | ZONE | DOM | 34886613 | SCOTLAND | 13 KV | TX2 | LOAD
34964545 | DOM | ZONE | DOM | 1552832798 | SCOTLAND | 13 KV | TX2_NCE | LOAD
34964545 | DOM | ZONE | DOM | 1552832797 | SCOTLAND | 13 KV | TX2H_NCE | LOAD
34964545 | DOM | ZONE | DOM | 34886865 | SDRAFTDP | 115 KV | TX1 | LOAD
34964545 | DOM | ZONE | DOM | 34886617 | SEABOARD | 13 KV | TX1 | LOAD
34964545 | DOM | ZONE | DOM | 34885985 | SEAFORD | 35 KV | TX1 | LOAD
34964545 | DOM | ZONE | DOM | 34885987 | SEAFORD | 35 KV | TX2 | LOAD
34964545 | DOM | ZONE | DOM | 34885991 | SEWELLPT | 35 KV | TX8 | LOAD
34964545 | DOM | ZONE | DOM | 34885641 | SHACKLFD | 35 KV | TX1 | LOAD
34964545 | DOM | ZONE | DOM | 34885993 | SHEA | 35 KV | TX3 | LOAD
34964545 | DOM | ZONE | DOM | 34885995 | SHEA | 35 KV | TX4 | LOAD
34964545 | DOM | ZONE | DOM | 2156112332 | SHELHORN | 34 KV | TX3 | LOAD
34964545 | DOM | ZONE | DOM | 1107283104 | SHELHORN | 36.5 KV | TX1 | LOAD
34964545 | DOM | ZONE | DOM | 1318136260 | SHELHORN | 36.5 KV | TX2 | LOAD
34964545 | DOM | ZONE | DOM | 2156113092 | SHELHORN | 36.5 KV | TX4 | LOAD
34964545 | DOM | ZONE | DOM | 34885997 | SHELLBNK | 13 KV | TX3 | LOAD
34964545 | DOM | ZONE | DOM | 1084384756 | SHELLBNK | 22 KV | TX5LOAD | LOAD
34964545 | DOM | ZONE | DOM | 1084384755 | SHELLBNK | 22 KV | TX7 | LOAD
34964545 | DOM | ZONE | DOM | 1107282906 | SHERTFOR | 230 KV | TX1 | LOAD
34964545 | DOM | ZONE | DOM | 1552832016 | SHERTFOR | 230 KV | TX1_NCE | LOAD
34964545 | DOM | ZONE | DOM | 34886867 | SHERWOOD | 35 KV | TX1 | LOAD
34964545 | DOM | ZONE | DOM | 34886869 | SHERWOOD | 35 KV | TX2 | LOAD
34964545 | DOM | ZONE | DOM | 1107283458 | SHILOHDP | 115 KV | TX1 | LOAD
34964545 | DOM | ZONE | DOM | 34885643 | SHOCKOE | 13 KV | TX1 | LOAD
34964545 | DOM | ZONE | DOM | 34885645 | SHOCKOE | 13 KV | TX2 | LOAD
34964545 | DOM | ZONE | DOM | 34885647 | SHOCKOE | 35 KV | TX3 | LOAD
34964545 | DOM | ZONE | DOM | 34885649 | SHOCKOE | 35 KV | TX4 | LOAD
34964545 | DOM | ZONE | DOM | 34885651 | SHORTPMP | 35 KV | TX1 | LOAD
34964545 | DOM | ZONE | DOM | 34885653 | SHORTPMP | 35 KV | TX2 | LOAD
34964545 | DOM | ZONE | DOM | 34885655 | SHORTPMP | 35 KV | TX3 | LOAD
34964545 | DOM | ZONE | DOM | 34886405 | SIDEBURN | 35 KV | TX1 | LOAD
34964545 | DOM | ZONE | DOM | 1097727061 | SIDEBURN | 35 KV | TX2 | LOAD
34964545 | DOM | ZONE | DOM | 34885657 | SINAI | 13 KV | TX1 | LOAD
34964545 | DOM | ZONE | DOM | 2156114031 | SINAI | 13 KV | TX2_LOAD | LOAD
34964545 | DOM | ZONE | DOM | 67719579 | SISISKY | 13.2 KV | LOAD | LOAD
34964545 | DOM | ZONE | DOM | 1183224505 | SJUSTICE | 115 KV | HALFXEMC | LOAD
34964545 | DOM | ZONE | DOM | 34886407 | SLABTNDP | 115 KV | TX1 | LOAD
34964545 | DOM | ZONE | DOM | 1379258938 | SLABTNDP | 115 KV | TX2 | LOAD
34964545 | DOM | ZONE | DOM | 34886619 | SLIGO | 35 KV | TX1 | LOAD
34964545 | DOM | ZONE | DOM | 1379259074 | SLIGO | 35 KV | TX2 | LOAD
34964545 | DOM | ZONE | DOM | 34886007 | SMITHFLD | 35 KV | TX1 | LOAD
34964545 | DOM | ZONE | DOM | 34886009 | SMITHFLD | 35 KV | TX2 | LOAD
34964545 | DOM | ZONE | DOM | 34886409 | SMOKTNDP | 115 KV | TX1 | LOAD
34964545 | DOM | ZONE | DOM | 2156111401 | SNORFOLK | 34.5 KV | TX1 | LOAD
34964545 | DOM | ZONE | DOM | 34886011 | SNORFOLK | 35 KV | TX3 | LOAD
34964545 | DOM | ZONE | DOM | 34885659 | SOBOSTON | 13 KV | TX1 | LOAD
34964545 | DOM | ZONE | DOM | 34885661 | SOBOSTON | 13 KV | TX2 | LOAD
34964545 | DOM | ZONE | DOM | 2156111404 | SOCKMAN | 36.5 KV | LOAD | LOAD
34964545 | DOM | ZONE | DOM | 2156112258 | SOJOURNR | 230 KV | LD1 | LOAD
34964545 | DOM | ZONE | DOM | 2156112287 | SOJOURNR | 230 KV | LD2 | LOAD
34964545 | DOM | ZONE | DOM | 38367927 | SOMERSET | 35 KV | SOME_DVP | LOAD
34964545 | DOM | ZONE | DOM | 34885663 | SOUTHILL | 13 KV | TX1 | LOAD
34964545 | DOM | ZONE | DOM | 34885665 | SOUTHILL | 13 KV | TX2 | LOAD
34964545 | DOM | ZONE | DOM | 34886411 | SOWEGODP | 115 KV | TX1 | LOAD
34964545 | DOM | ZONE | DOM | 2156109332 | SPRUANCE | 230 KV | AUX1 | LOAD
34964545 | DOM | ZONE | DOM | 2156109333 | SPRUANCE | 230 KV | AUX2 | LOAD
34964545 | DOM | ZONE | DOM | 2156109334 | SPRUANCE | 230 KV | AUX3 | LOAD
34964545 | DOM | ZONE | DOM | 2156109335 | SPRUANCE | 230 KV | AUX4 | LOAD
34964545 | DOM | ZONE | DOM | 34886413 | STAFFORD | 35 KV | TX1 | LOAD
34964545 | DOM | ZONE | DOM | 34886415 | STAFFORD | 35 KV | TX2 | LOAD
34964545 | DOM | ZONE | DOM | 34886877 | STAUNTON | 22 KV | TX5 | LOAD
34964545 | DOM | ZONE | DOM | 1379259225 | STAUNTON | 24 KV | TX2LD | LOAD
34964545 | DOM | ZONE | DOM | 1305123085 | STERLNPK | 35 KV | TX_2 | LOAD
34964545 | DOM | ZONE | DOM | 1305123087 | STERLNPK | 35 KV | TX_3 | LOAD
34964545 | DOM | ZONE | DOM | 1305123086 | STERLNPK | 35 KV | TX_4 | LOAD
34964545 | DOM | ZONE | DOM | 1248985203 | STERLNPK | 35 KV | TX1 | LOAD
34964545 | DOM | ZONE | DOM | 34885667 | STHCREEK | 35 KV | TX2 | LOAD
34964545 | DOM | ZONE | DOM | 34885669 | STHWEST | 35 KV | TX4 | LOAD
34964545 | DOM | ZONE | DOM | 34885671 | STHWEST | 35 KV | TX5 | LOAD
34964545 | DOM | ZONE | DOM | 47012229 | STJOHNDP | 115 KV | STJOHNDP | LOAD
34964545 | DOM | ZONE | DOM | 34886425 | STJOHNS4 | 115 KV | TX1 | LOAD
34964545 | DOM | ZONE | DOM | 2156109578 | STNEWATR | 230 KV | STN_NVC1 | LOAD
34964545 | DOM | ZONE | DOM | 2156109577 | STNEWATR | 230 KV | STN_NVC2 | LOAD
34964545 | DOM | ZONE | DOM | 34886427 | STONWLDP | 115 KV | DP1 | LOAD
34964545 | DOM | ZONE | DOM | 34885673 | STRATFRD | 13 KV | TX1 | LOAD
34964545 | DOM | ZONE | DOM | 34885675 | STRATFRD | 13 KV | TX2 | LOAD
34964545 | DOM | ZONE | DOM | 34886879 | STUDRAFT | 22 KV | TX1 | LOAD
34964545 | DOM | ZONE | DOM | 34886881 | STUDRAFT | 22 KV | TX3 | LOAD
34964545 | DOM | ZONE | DOM | 34886013 | STUMPYLK | 35 KV | TX1 | LOAD
34964545 | DOM | ZONE | DOM | 34886015 | STUMPYLK | 35 KV | TX2 | LOAD
34964545 | DOM | ZONE | DOM | 38367911 | SUFFOLK | 35 KV | TX6 | LOAD
34964545 | DOM | ZONE | DOM | 1183224660 | SUFFOLK | 35 KV | TX9 | LOAD
34964545 | DOM | ZONE | DOM | 34886429 | SULLY | 35 KV | TX1 | LOAD
34964545 | DOM | ZONE | DOM | 34886431 | SULLY | 35 KV | TX2 | LOAD
34964545 | DOM | ZONE | DOM | 2156109340 | SUMMITDP | 230 KV | DP | LOAD
34964545 | DOM | ZONE | DOM | 34886621 | SUNBURY4 | 35 KV | TX1 | LOAD
34964545 | DOM | ZONE | DOM | 123900977 | SUNSETHL | 34.5 KV | LOAD | LOAD
34964545 | DOM | ZONE | DOM | 34886025 | SURRY4 | 35 KV | BUS5LOAD | LOAD
34964545 | DOM | ZONE | DOM | 34886027 | SURRY4 | 35 KV | BUS6LOAD | LOAD
34964545 | DOM | ZONE | DOM | 34886029 | SURRY4 | 35 KV | RSS4 | LOAD
34964545 | DOM | ZONE | DOM | 34886021 | SURRY4 | 4 KV | SS1 | LOAD
34964545 | DOM | ZONE | DOM | 34886023 | SURRY4 | 4 KV | SS2 | LOAD
34964545 | DOM | ZONE | DOM | 34886433 | SWINKMIL | 35 KV | TX1 | LOAD
34964545 | DOM | ZONE | DOM | 57967579 | SWINKMIL | 35 KV | TX2 | LOAD
34964545 | DOM | ZONE | DOM | 34886031 | TABB | 35 KV | TX1 | LOAD
34964545 | DOM | ZONE | DOM | 67719583 | TABB | 35 KV | TX2 | LOAD
34964545 | DOM | ZONE | DOM | 45565887 | TANGLEDP | 230 KV | TX1 | LOAD
34964545 | DOM | ZONE | DOM | 34886625 | TARBORO | 13 KV | TX2 | LOAD
34964545 | DOM | ZONE | DOM | 44460839 | TARBORO5 | 115 KV | EMCEMC | LOAD
34964545 | DOM | ZONE | DOM | 34886633 | TARRIVER | 13 KV | TX3 | LOAD
34964545 | DOM | ZONE | DOM | 1552832815 | TARRIVER | 13 KV | TX3_NCE | LOAD
34964545 | DOM | ZONE | DOM | 2156111402 | TAUSSIG | 34 KV | TX6 | LOAD
34964545 | DOM | ZONE | DOM | 1183224670 | TAUSSIG | 34.5 KV | TX5 | LOAD
34964545 | DOM | ZONE | DOM | 34886035 | TAUSSIG | 35 KV | TX4 | LOAD
34964545 | DOM | ZONE | DOM | 2156114670 | TECHPARK | 34.5 KV | TX1_LOAD | LOAD
34964545 | DOM | ZONE | DOM | 2156114624 | TECHPARK | 34.5 KV | TX2_LOAD | LOAD
34964545 | DOM | ZONE | DOM | 2156114646 | TECHPARK | 34.5 KV | TX3_LOAD | LOAD
34964545 | DOM | ZONE | DOM | 2156114746 | TECHPARK | 34.5 KV | TX4_LOAD | LOAD
34964545 | DOM | ZONE | DOM | 2156114587 | TECHPARK | 34.5 KV | TX5_LOAD | LOAD
34964545 | DOM | ZONE | DOM | 34885677 | TEMPLEAV | 35 KV | TX1 | LOAD
34964545 | DOM | ZONE | DOM | 34886037 | THALIA | 35 KV | TX3 | LOAD
34964545 | DOM | ZONE | DOM | 34886039 | THALIA | 35 KV | TX4 | LOAD
34964545 | DOM | ZONE | DOM | 34886041 | THOLEST | 35 KV | TX1 | LOAD
34964545 | DOM | ZONE | DOM | 34886043 | THOMPSCR | 13 KV | TX1 | LOAD
34964545 | DOM | ZONE | DOM | 34886045 | THOMPSCR | 13 KV | TX2 | LOAD
34964545 | DOM | ZONE | DOM | 34886047 | THOMPSCR | 35 KV | TX3 | LOAD
34964545 | DOM | ZONE | DOM | 34886049 | THOMPSCR | 35 KV | TX4 | LOAD
34964545 | DOM | ZONE | DOM | 34886051 | THRASHER | 35 KV | TX1 | LOAD
34964545 | DOM | ZONE | DOM | 34886053 | THRASHER | 35 KV | TX2 | LOAD
34964545 | DOM | ZONE | DOM | 67719585 | THRASHER | 35 KV | TX3 | LOAD
34964545 | DOM | ZONE | DOM | 2156114771 | THUNDERB | 230 KV | LD1 | LOAD
34964545 | DOM | ZONE | DOM | 2156114675 | THUNDERB | 230 KV | LD2 | LOAD
34964545 | DOM | ZONE | DOM | 34886883 | TIMBERVL | 13 KV | TX1 | LOAD
34964545 | DOM | ZONE | DOM | 1107283611 | TIMBERVL | 13 KV | TX2 | LOAD
34964545 | DOM | ZONE | DOM | 34886885 | TIMBVLDP | 115 KV | TIMBDPZ | LOAD
34964545 | DOM | ZONE | DOM | 34886055 | TOANO | 35 KV | TX1 | LOAD
34964545 | DOM | ZONE | DOM | 34886057 | TOANO | 35 KV | TX2 | LOAD
34964545 | DOM | ZONE | DOM | 34886887 | TODDSTVN | 115 KV | TX1 | LOAD
34964545 | DOM | ZONE | DOM | 1388605061 | TODDSTVN | 115 KV | TX2 | LOAD
34964545 | DOM | ZONE | DOM | 34885679 | TRABUE4 | 35 KV | TX1 | LOAD
34964545 | DOM | ZONE | DOM | 48934093 | TRABUE4 | 35 KV | TX2 | LOAD
34964545 | DOM | ZONE | DOM | 1084384582 | TRANSCO | 115 KV | LOAD | LOAD
34964545 | DOM | ZONE | DOM | 2156114714 | TRAPROCK | 230 KV | LD1_W44 | LOAD
34964545 | DOM | ZONE | DOM | 2156114664 | TRAPROCK | 230 KV | LD2_Y44 | LOAD
34964545 | DOM | ZONE | DOM | 34885681 | TREGO | 115 KV | TX1 | LOAD
34964545 | DOM | ZONE | DOM | 34886889 | TRICESLK | 115 KV | TX1 | LOAD
34964545 | DOM | ZONE | DOM | 34886891 | TRIMBLDP | 115 KV | TX1 | LOAD
34964545 | DOM | ZONE | DOM | 51519937 | TUNIS | 35 KV | TX1 | LOAD
34964545 | DOM | ZONE | DOM | 34886635 | TUNIS | 35 KV | TX2 | LOAD
34964545 | DOM | ZONE | DOM | 34885683 | TURNER4 | 35 KV | TX1 | LOAD
34964545 | DOM | ZONE | DOM | 34885685 | TURNER4 | 35 KV | TX2 | LOAD
34964545 | DOM | ZONE | DOM | 34885687 | TWELFTHS | 13 KV | TX6 | LOAD
34964545 | DOM | ZONE | DOM | 34885689 | TWELFTHS | 13 KV | TX7 | LOAD
34964545 | DOM | ZONE | DOM | 34885691 | TWELFTHS | 35 KV | TX1 | LOAD
34964545 | DOM | ZONE | DOM | 34885693 | TWELFTHS | 35 KV | TX2 | LOAD
34964545 | DOM | ZONE | DOM | 34885695 | TWITTYCK | 35 KV | TX1 | LOAD
34964545 | DOM | ZONE | DOM | 1075448052 | TYLER | 35 KV | TX_1 | LOAD
34964545 | DOM | ZONE | DOM | 34885699 | TYLER | 35 KV | TX2 | LOAD
34964545 | DOM | ZONE | DOM | 34886435 | TYSONS | 35 KV | TX1 | LOAD
34964545 | DOM | ZONE | DOM | 34886437 | TYSONS | 35 KV | TX2 | LOAD
34964545 | DOM | ZONE | DOM | 34886439 | TYSONS | 35 KV | TX3 | LOAD
34964545 | DOM | ZONE | DOM | 34886441 | TYSONS | 35 KV | TX5 | LOAD
34964545 | DOM | ZONE | DOM | 1075448251 | UNIONCMP | 13 KV | LOAD | LOAD
34964545 | DOM | ZONE | DOM | 1075448246 | UNIONCMP | 13 KV | TX1_LD | LOAD
34964545 | DOM | ZONE | DOM | 1075448247 | UNIONCMP | 13 KV | TX2_LD | LOAD
34964545 | DOM | ZONE | DOM | 1075448248 | UNIONCMP | 13 KV | TX3_LD | LOAD
34964545 | DOM | ZONE | DOM | 1075448249 | UNIONCMP | 13 KV | TX4_LD | LOAD
34964545 | DOM | ZONE | DOM | 1075448250 | UNIONCMP | 13 KV | TX5_LD | LOAD
34964545 | DOM | ZONE | DOM | 34886893 | UNIONVIL | 115 KV | TX1 | LOAD
34964545 | DOM | ZONE | DOM | 34886071 | VABEACH | 13 KV | TX3 | LOAD
34964545 | DOM | ZONE | DOM | 34886073 | VABEACH | 13 KV | TX4 | LOAD
34964545 | DOM | ZONE | DOM | 34886075 | VABEACH | 35 KV | TX1 | LOAD
34964545 | DOM | ZONE | DOM | 34886077 | VABEACH | 35 KV | TX2 | LOAD
34964545 | DOM | ZONE | DOM | 34886443 | VAHILLS | 35 KV | TX1 | LOAD
34964545 | DOM | ZONE | DOM | 1107283365 | VAHILLS | 35 KV | TX2 | LOAD
34964545 | DOM | ZONE | DOM | 34886445 | VANDORN | 35 KV | TX1 | LOAD
34964545 | DOM | ZONE | DOM | 34886447 | VANDORN | 35 KV | TX2 | LOAD
34964545 | DOM | ZONE | DOM | 2156111827 | VARINA | 35 KV | LD1 | LOAD
34964545 | DOM | ZONE | DOM | 2156114403 | VARINA | 35 KV | LD2 | LOAD
34964545 | DOM | ZONE | DOM | 34886895 | VERONA | 22 KV | TX1 | LOAD
34964545 | DOM | ZONE | DOM | 34886897 | VERONA | 22 KV | TX2 | LOAD
34964545 | DOM | ZONE | DOM | 34885701 | VICTORDP | 115 KV | TX1 | LOAD
34964545 | DOM | ZONE | DOM | 34885703 | VICTORIA | 115 KV | TX1 | LOAD
34964545 | DOM | ZONE | DOM | 1552832690 | VINTHLDP | 230 KV | DPLOAD | LOAD
34964545 | DOM | ZONE | DOM | 2156113058 | WAKEMN | 36 KV | TX1 | LOAD
34964545 | DOM | ZONE | DOM | 2156112988 | WAKEMN | 36 KV | TX2 | LOAD
34964545 | DOM | ZONE | DOM | 34885705 | WAKFIELD | 35 KV | TX1 | LOAD
34964545 | DOM | ZONE | DOM | 34885707 | WAKFIELD | 35 KV | TX2 | LOAD
34964545 | DOM | ZONE | DOM | 34886079 | WALLER | 35 KV | TX3 | LOAD
34964545 | DOM | ZONE | DOM | 34886081 | WALLER | 35 KV | TX5 | LOAD
34964545 | DOM | ZONE | DOM | 1183224922 | WALNEY | 34.5 KV | TX3 | LOAD
34964545 | DOM | ZONE | DOM | 34886449 | WALNEY | 35 KV | TX1 | LOAD
34964545 | DOM | ZONE | DOM | 34886451 | WALNEY | 35 KV | TX2 | LOAD
34964545 | DOM | ZONE | DOM | 34885709 | WALTHALL | 115 KV | TX1 | LOAD
34964545 | DOM | ZONE | DOM | 45565877 | WALTHALL | 115 KV | TX2 | LOAD
34964545 | DOM | ZONE | DOM | 1183224483 | WALTHALL | 115 KV | TX3 | LOAD
34964545 | DOM | ZONE | DOM | 34885711 | WAN | 35 KV | TX1 | LOAD
34964545 | DOM | ZONE | DOM | 34885713 | WAN | 35 KV | TX2 | LOAD
34964545 | DOM | ZONE | DOM | 34886453 | WAR | 13 KV | TX1 | LOAD
34964545 | DOM | ZONE | DOM | 34886455 | WAR | 13 KV | TX2 | LOAD
34964545 | DOM | ZONE | DOM | 34886457 | WAR | 13 KV | TX3 | LOAD
34964545 | DOM | ZONE | DOM | 34886459 | WARRENTN | 35 KV | TX1 | LOAD
34964545 | DOM | ZONE | DOM | 44460837 | WARRENTN | 35 KV | TX2 | LOAD
34964545 | DOM | ZONE | DOM | 34886083 | WARWICK | 13 KV | TX1 | LOAD
34964545 | DOM | ZONE | DOM | 34886085 | WARWICK | 13 KV | TX2 | LOAD
34964545 | DOM | ZONE | DOM | 34886087 | WARWICK | 35 KV | TX3 | LOAD
34964545 | DOM | ZONE | DOM | 34886089 | WARWICK | 35 KV | TX4 | LOAD
34964545 | DOM | ZONE | DOM | 34885715 | WAVERLY4 | 13 KV | TX1 | LOAD
34964545 | DOM | ZONE | DOM | 34885717 | WAVERLY4 | 13 KV | TX2 | LOAD
34964545 | DOM | ZONE | DOM | 47012237 | WAVES | 115 KV | WAVESNCE | LOAD
34964545 | DOM | ZONE | DOM | 34885719 | WAVLYNO2 | 115 KV | TX1 | LOAD
34964545 | DOM | ZONE | DOM | 1107282955 | WAXPOOL | 35 KV | TX1 | LOAD
34964545 | DOM | ZONE | DOM | 1107282956 | WAXPOOL | 35 KV | TX2 | LOAD
34964545 | DOM | ZONE | DOM | 1107282957 | WAXPOOL | 35 KV | TX3 | LOAD
34964545 | DOM | ZONE | DOM | 1107282958 | WAXPOOL | 35 KV | TX4 | LOAD
34964545 | DOM | ZONE | DOM | 34886899 | WAYNESBO | 22 KV | TX1 | LOAD
34964545 | DOM | ZONE | DOM | 2156114075 | WELCO | 35 KV | TX1 | LOAD
34964545 | DOM | ZONE | DOM | 34885727 | WELCO | 35 KV | TX2 | LOAD
34964545 | DOM | ZONE | DOM | 34886461 | WELNGTDP | 115 KV | TX1 | LOAD
34964545 | DOM | ZONE | DOM | 2156114706 | WELNGTDP | 230 KV | TX1LD | LOAD
34964545 | DOM | ZONE | DOM | 2156109579 | WESTALDP | 230 KV | DP1 | LOAD
34964545 | DOM | ZONE | DOM | 57967573 | WESTLNDG | 34.5 KV | TX1 | LOAD
34964545 | DOM | ZONE | DOM | 1183224701 | WESTLNDG | 34.5 KV | TX2 | LOAD
34964545 | DOM | ZONE | DOM | 34886901 | WESTVAC4 | 14 KV | TX1 | LOAD
34964545 | DOM | ZONE | DOM | 34886903 | WESTVAC4 | 14 KV | TX2 | LOAD
34964545 | DOM | ZONE | DOM | 34886905 | WESTVAC4 | 14 KV | TX3 | LOAD
34964545 | DOM | ZONE | DOM | 34886645 | WEYERHSR | 14 KV | TX1 | LOAD
34964545 | DOM | ZONE | DOM | 34886647 | WEYERHSR | 14 KV | TX2 | LOAD
34964545 | DOM | ZONE | DOM | 34886649 | WEYERHSR | 14 KV | TX3 | LOAD
34964545 | DOM | ZONE | DOM | 34886907 | WEYERSCV | 35 KV | TX1 | LOAD
34964545 | DOM | ZONE | DOM | 1552832691 | WHEELER | 230 KV | DP1 | LOAD
34964545 | DOM | ZONE | DOM | 34886651 | WHITAKER | 35 KV | TX1 | LOAD
34964545 | DOM | ZONE | DOM | 1305123228 | WHITAKER | 35 KV | TX2 | LOAD
34964545 | DOM | ZONE | DOM | 34885729 | WHITEOA4 | 13 KV | TX1 | LOAD
34964545 | DOM | ZONE | DOM | 34885731 | WHITEOA4 | 13 KV | TX2 | LOAD
34964545 | DOM | ZONE | DOM | 2156113379 | WHITEOA4 | 13 KV | TX3 | LOAD
34964545 | DOM | ZONE | DOM | 2156113394 | WHITEOA4 | 13 KV | TX4 | LOAD
34964545 | DOM | ZONE | DOM | 34885733 | WHITESTN | 13 KV | TX1 | LOAD
34964545 | DOM | ZONE | DOM | 1338422519 | WHTMARDP | 36.5 KV | TX1 | LOAD
34964545 | DOM | ZONE | DOM | 1338423209 | WILDERNS | 115 KV | DPLOAD | LOAD
34964545 | DOM | ZONE | DOM | 34886653 | WILROBDP | 115 KV | TX1 | LOAD
34964545 | DOM | ZONE | DOM | 34886091 | WINCHEST | 35 KV | TX3 | LOAD
34964545 | DOM | ZONE | DOM | 34886093 | WINCHEST | 35 KV | TX4 | LOAD
34964545 | DOM | ZONE | DOM | 34886095 | WINDSRDP | 115 KV | TX1 | LOAD
34964545 | DOM | ZONE | DOM | 1107283484 | WINFALL | 35 KV | TX4 | LOAD
34964545 | DOM | ZONE | DOM | 1107283485 | WINFALL | 35 KV | TX5 | LOAD
34964545 | DOM | ZONE | DOM | 34885735 | WINTERPK | 35 KV | TX1 | LOAD
34964545 | DOM | ZONE | DOM | 34885737 | WINTERPK | 35 KV | TX2 | LOAD
34964545 | DOM | ZONE | DOM | 2156110185 | WINTERPK | 36.5 KV | TX3 | LOAD
34964545 | DOM | ZONE | DOM | 2156112008 | WINTERSB | 34 KV | TX1LOAD | LOAD
34964545 | DOM | ZONE | DOM | 2156112183 | WINTERSB | 34 KV | TX4LOAD | LOAD
34964545 | DOM | ZONE | DOM | 2156109923 | WINTERSB | 36.5 KV | TX2LOAD | LOAD
34964545 | DOM | ZONE | DOM | 2156109922 | WINTERSB | 36.5 KV | TX3LOAD | LOAD
34964545 | DOM | ZONE | DOM | 51519929 | WMORELN4 | 35 KV | TX1 | LOAD
34964545 | DOM | ZONE | DOM | 34886463 | WOODBRGE | 35 KV | TX1 | LOAD
34964545 | DOM | ZONE | DOM | 34886465 | WOODBRGE | 35 KV | TX2 | LOAD
34964545 | DOM | ZONE | DOM | 34886661 | WOODLAN4 | 35 KV | TX1 | LOAD
34964545 | DOM | ZONE | DOM | 34886467 | WOODPKDP | 115 KV | TX1 | LOAD
34964545 | DOM | ZONE | DOM | 34886469 | WOODSDP | 115 KV | TX1 | LOAD
34964545 | DOM | ZONE | DOM | 34886909 | WSTAUNTN | 23 KV | TX1 | LOAD
34964545 | DOM | ZONE | DOM | 34886911 | WSTAUNTN | 23 KV | TX2 | LOAD
34964545 | DOM | ZONE | DOM | 34885739 | WSTPOINT | 35 KV | TX1 | LOAD
34964545 | DOM | ZONE | DOM | 34885741 | WSTPOINT | 35 KV | TX2 | LOAD
34964545 | DOM | ZONE | DOM | 34886097 | WTKINSCR | 35 KV | TX1 | LOAD
34964545 | DOM | ZONE | DOM | 1338422707 | WTKINSCR | 35 KV | TX2 | LOAD
34964545 | DOM | ZONE | DOM | 34886101 | YADKIN4 | 35 KV | TX4 | LOAD
34964545 | DOM | ZONE | DOM | 1388604818 | YARDRIDG | 230 KV | W84_LD | LOAD
34964545 | DOM | ZONE | DOM | 1388604819 | YARDRIDG | 230 KV | X84_LD | LOAD
34964545 | DOM | ZONE | DOM | 34886115 | YORKTOW4 | 115 KV | AMOCO-1 | LOAD
34964545 | DOM | ZONE | DOM | 34886117 | YORKTOW4 | 115 KV | AMOCO-2 | LOAD
34964545 | DOM | ZONE | DOM | 34886113 | YORKTOW4 | 35 KV | RSS3 | LOAD
34964545 | DOM | ZONE | DOM | 34886107 | YORKTOW4 | 4 KV | SS1 | LOAD
34964545 | DOM | ZONE | DOM | 34886109 | YORKTOW4 | 4 KV | SS2 | LOAD
34964545 | DOM | ZONE | DOM | 34886111 | YORKTOW4 | 4 KV | SS3 | LOAD
34964545 | DOM | ZONE | DOM | 2156113401 | YOUNGSBR | 36 KV | TX1LOAD | LOAD
34964545 | DOM | ZONE | DOM | 2156113273 | YOUNGSBR | 36 KV | TX2LOAD | LOAD
34964545 | DOM | ZONE | DOM | 2156113300 | YOUNGSBR | 36 KV | TX3LOAD | LOAD
34964545 | DOM | ZONE | DOM | 2156113372 | YOUNGSBR | 36 KV | TX4LOAD | LOAD
34964545 | DOM | ZONE | DOM | 2156113389 | YOUNGSBR | 36 KV | TX5LOAD | LOAD
34964545 | DOM | ZONE | DOM | 34886119 | YTNAVWPN | 115 KV | TX1 | LOAD
51293 | DPL | ZONE | DPL | 49858 | AIREY | 69 KV | AIREY | LOAD
51293 | DPL | ZONE | DPL | 510415 | BASINRD | 138 KV | T2 | LOAD
51293 | DPL | ZONE | DPL | 510414 | BASINRD | 69 KV | 6810 LD | LOAD
51293 | DPL | ZONE | DPL | 38367753 | BASINRD | 69 KV | T1 | LOAD
51293 | DPL | ZONE | DPL | 1067158346 | BAYLY | 69 KV | BAYLY | LOAD
51293 | DPL | ZONE | DPL | 2155501857 | BEAGLIN | 69 KV | T1LOAD | LOAD
51293 | DPL | ZONE | DPL | 2155501858 | BEAGLIN | 69 KV | T2LOAD | LOAD
51293 | DPL | ZONE | DPL | 41935397 | BEAR DPL | 138 KV | TR1 | LOAD
51293 | DPL | ZONE | DPL | 47012197 | BEAR DPL | 138 KV | TR2 | LOAD
51293 | DPL | ZONE | DPL | 47012199 | BEAR DPL | 138 KV | TR3 | LOAD
51293 | DPL | ZONE | DPL | 10700750 | BELLEHAV | 12 KV | LOAD | LOAD
51293 | DPL | ZONE | DPL | 49864 | BERLINDP | 69 KV | BERLIN | LOAD
51293 | DPL | ZONE | DPL | 93353415 | BETHANY | 138 KV | LOAD | LOAD
51293 | DPL | ZONE | DPL | 49866 | BETHANY | 69 KV | LOAD2 | LOAD
51293 | DPL | ZONE | DPL | 49867 | BETHANY | 69 KV | LOAD35 | LOAD
51293 | DPL | ZONE | DPL | 1067158356 | BISHOP | 138 KV | T1 LOAD | LOAD
51293 | DPL | ZONE | DPL | 83734317 | BLOOMFLD | 69 KV | LOAD | LOAD
51293 | DPL | ZONE | DPL | 83734319 | BOZMAN | 69 KV | LOAD | LOAD
51293 | DPL | ZONE | DPL | 83734321 | BOZMAN | 69 KV | MBLTPL | LOAD
51293 | DPL | ZONE | DPL | 1107278767 | BRANDYWN | 138 KV | T4 | LOAD
51293 | DPL | ZONE | DPL | 1107278768 | BRANDYWN | 138 KV | T5 | LOAD
51293 | DPL | ZONE | DPL | 49868 | BRIDGEVI | 69 KV | LOADT1 | LOAD
51293 | DPL | ZONE | DPL | 49869 | BRIDGEVI | 69 KV | LOADT2 | LOAD
51293 | DPL | ZONE | DPL | 49870 | CAMBRIDG | 69 KV | LOADT3 | LOAD
51293 | DPL | ZONE | DPL | 49871 | CAMBRIDG | 69 KV | LOADT4 | LOAD
51293 | DPL | ZONE | DPL | 106856767 | CARRCROF | 138 KV | 13823 | LOAD
51293 | DPL | ZONE | DPL | 38367755 | CARRCROF | 138 KV | T2 | LOAD
51293 | DPL | ZONE | DPL | 1218902327 | CARTANZA | 230 KV | LD1 | LOAD
51293 | DPL | ZONE | DPL | 1775809766 | CARVILLE | 138 KV | MT | LOAD
51293 | DPL | ZONE | DPL | 1775809769 | CARVILLE | 138 KV | T1 | LOAD
51293 | DPL | ZONE | DPL | 1775809767 | CARVILLE | 138 KV | T2 | LOAD
51293 | DPL | ZONE | DPL | 49873 | CECIL | 35 KV | BUS2 | LOAD
51293 | DPL | ZONE | DPL | 49874 | CECIL | 35 KV | BUS3 | LOAD
51293 | DPL | ZONE | DPL | 38367757 | CEDARCRE | 138 KV | T1 | LOAD
51293 | DPL | ZONE | DPL | 1268559322 | CEDARNEC | 69 KV | T1 LOAD | LOAD
51293 | DPL | ZONE | DPL | 1268559323 | CEDARNEC | 69 KV | T2 LOAD | LOAD
51293 | DPL | ZONE | DPL | 5021025 | CHAPELST | 138 KV | T2 | LOAD
51293 | DPL | ZONE | DPL | 5021026 | CHAPELST | 138 KV | T3 | LOAD
51293 | DPL | ZONE | DPL | 5021027 | CHAPELST | 138 KV | T4 | LOAD
51293 | DPL | ZONE | DPL | 1075443899 | CHAPELST | 138 KV | T5 | LOAD
51293 | DPL | ZONE | DPL | 2156113991 | CHERITON | 25 KV | T1_LOAD | LOAD
51293 | DPL | ZONE | DPL | 2156113937 | CHERITON | 25 KV | T2_LOAD | LOAD
51293 | DPL | ZONE | DPL | 49878 | CHESTERT | 69 KV | 2246LD | LOAD
51293 | DPL | ZONE | DPL | 2156113648 | CHESTERT | 69 KV | T1_LOAD | LOAD
51293 | DPL | ZONE | DPL | 2156112833 | CHESTERT | 69 KV | T2_LOAD | LOAD
51293 | DPL | ZONE | DPL | 38367759 | CHESWOLD | 138 KV | T3 | LOAD
51293 | DPL | ZONE | DPL | 49880 | CHINCOTE | 69 KV | LOADT1 | LOAD
51293 | DPL | ZONE | DPL | 49881 | CHINCOTE | 69 KV | LOADT2 | LOAD
51293 | DPL | ZONE | DPL | 510418 | CHR138 | 12 KV | 1A LOAD | LOAD
51293 | DPL | ZONE | DPL | 510419 | CHR138 | 12 KV | 1B LOAD | LOAD
51293 | DPL | ZONE | DPL | 510420 | CHR138 | 12 KV | 2A LOAD | LOAD
51293 | DPL | ZONE | DPL | 510421 | CHR138 | 12 KV | 2B LOAD | LOAD
51293 | DPL | ZONE | DPL | 510422 | CHR138 | 12 KV | 3A LOAD | LOAD
51293 | DPL | ZONE | DPL | 510423 | CHR138 | 12 KV | 3B LOAD | LOAD
51293 | DPL | ZONE | DPL | 49887 | CHURCH | 69 KV | T3 | LOAD
51293 | DPL | ZONE | DPL | 49888 | CHURCH | 69 KV | T4 | LOAD
51293 | DPL | ZONE | DPL | 49882 | CHURCTAP | 138 KV | T3 | LOAD
51293 | DPL | ZONE | DPL | 49883 | CHURCTAP | 138 KV | T4 | LOAD
51293 | DPL | ZONE | DPL | 510424 | CITYNEWC | 138 KV | LOAD1 | LOAD
51293 | DPL | ZONE | DPL | 98369891 | CLAYTON | 138 KV | LDSMY | LOAD
51293 | DPL | ZONE | DPL | 49890 | CLAYTON | 138 KV | LOADT1 | LOAD
51293 | DPL | ZONE | DPL | 49891 | CLAYTON | 138 KV | LOADT2 | LOAD
51293 | DPL | ZONE | DPL | 1165468785 | CLOUGH | 69 KV | LOAD | LOAD
51293 | DPL | ZONE | DPL | 49894 | COLORA | 35 KV | BUS1 | LOAD
51293 | DPL | ZONE | DPL | 49895 | COLORA | 35 KV | BUS2 | LOAD
51293 | DPL | ZONE | DPL | 87901505 | CONAWAY | 138 KV | T1 | LOAD
51293 | DPL | ZONE | DPL | 49896 | CONCRDDP | 69 KV | CONCRD | LOAD
51293 | DPL | ZONE | DPL | 1207062540 | CONCRDDP | 69 KV | CONCRD1 | LOAD
51293 | DPL | ZONE | DPL | 659761 | COSTEN | 138 KV | COSTEN | LOAD
51293 | DPL | ZONE | DPL | 1439641403 | CREST | 230 KV | T1 LOAD | LOAD
51293 | DPL | ZONE | DPL | 1439641404 | CREST | 230 KV | T2 LOAD | LOAD
51293 | DPL | ZONE | DPL | 1356149754 | CRISFIE | 12 KV | LOAD | LOAD
51293 | DPL | ZONE | DPL | 49898 | CRISFIE | 12 KV | LOAD12 | LOAD
51293 | DPL | ZONE | DPL | 49899 | CRISFIE | 25 KV | LOAD25 | LOAD
51293 | DPL | ZONE | DPL | 49900 | CULVER | 69 KV | CULVER | LOAD
51293 | DPL | ZONE | DPL | 38367763 | DARLEYRD | 69 KV | T1 | LOAD
51293 | DPL | ZONE | DPL | 38367765 | DARLEYRD | 69 KV | T2 | LOAD
51293 | DPL | ZONE | DPL | 38367767 | DARLEYRD | 69 KV | T3 | LOAD
51293 | DPL | ZONE | DPL | 38367769 | DELA DPL | 13 KV | T1 | LOAD
51293 | DPL | ZONE | DPL | 38367771 | DELA DPL | 13 KV | T2 | LOAD
51293 | DPL | ZONE | DPL | 38367773 | DUPONTED | 69 KV | T1 | LOAD
51293 | DPL | ZONE | DPL | 38367775 | DUPONTED | 69 KV | T2 | LOAD
51293 | DPL | ZONE | DPL | 10700752 | DUPSEAFD | 12 KV | PP1A | LOAD
51293 | DPL | ZONE | DPL | 10700753 | DUPSEAFD | 12 KV | PP2B | LOAD
51293 | DPL | ZONE | DPL | 49908 | EASTVILL | 69 KV | EASTVL | LOAD
51293 | DPL | ZONE | DPL | 38367777 | EDGEMOOR | 12 KV | T1 | LOAD
51293 | DPL | ZONE | DPL | 33884107 | EDGEMOOR | 138 KV | T6 | LOAD
51293 | DPL | ZONE | DPL | 1047974 | EDGEMOOR | 230 KV | SSLD | LOAD
51293 | DPL | ZONE | DPL | 1067158420 | EDGEMOOR | 69 KV | SST2 | LOAD
51293 | DPL | ZONE | DPL | 83734323 | EDGEMOOR | 69 KV | T7 | LOAD
51293 | DPL | ZONE | DPL | 49911 | EDGEWDPL | 69 KV | EDGEWD | LOAD
51293 | DPL | ZONE | DPL | 49912 | EMUNI | 69 KV | E-MUNI | LOAD
51293 | DPL | ZONE | DPL | 2156114228 | EMUNI | 69 KV | T2122223 | LOAD
51293 | DPL | ZONE | DPL | 2156114351 | EMUNI | 69 KV | T4142 | LOAD
51293 | DPL | ZONE | DPL | 2156112385 | ENEWMARK | 69 KV | T1 | LOAD
51293 | DPL | ZONE | DPL | 2156112530 | ENEWMARK | 69 KV | T2 | LOAD
51293 | DPL | ZONE | DPL | 49914 | ENEWMKTR | 69 KV | ENMKTR | LOAD
51293 | DPL | ZONE | DPL | 112585947 | FARMVIEW | 138 KV | LOAD1 | LOAD
51293 | DPL | ZONE | DPL | 21601648 | FELTON | 25 KV | LOAD1 | LOAD
51293 | DPL | ZONE | DPL | 49916 | FIVEPTS | 69 KV | LOADT1 | LOAD
51293 | DPL | ZONE | DPL | 49917 | FIVEPTS | 69 KV | LOADT2 | LOAD
51293 | DPL | ZONE | DPL | 49918 | FRANKFOR | 138 KV | FRANK | LOAD
51293 | DPL | ZONE | DPL | 49919 | FRUITLAN | 69 KV | LOADT1 | LOAD
51293 | DPL | ZONE | DPL | 49920 | FRUITLAN | 69 KV | LOADT2 | LOAD
51293 | DPL | ZONE | DPL | 5021036 | GLASGOW | 138 KV | T2 | LOAD
51293 | DPL | ZONE | DPL | 5021037 | GLASGOW | 138 KV | T4 | LOAD
51293 | DPL | ZONE | DPL | 1165468783 | GRACEST | 69 KV | T1 LOAD | LOAD
51293 | DPL | ZONE | DPL | 1165468784 | GRACEST | 69 KV | T2 LOAD | LOAD
51293 | DPL | ZONE | DPL | 49922 | GREENBUS | 69 KV | GRNBSH | LOAD
51293 | DPL | ZONE | DPL | 98369893 | GRSNVILL | 69 KV | T1 | LOAD
51293 | DPL | ZONE | DPL | 98369895 | GRSNVILL | 69 KV | T2 | LOAD
51293 | DPL | ZONE | DPL | 49925 | HALLWOOD | 69 KV | HALLWD | LOAD
51293 | DPL | ZONE | DPL | 49926 | HARBESON | 69 KV | HARBT1 | LOAD
51293 | DPL | ZONE | DPL | 49927 | HARBESON | 69 KV | HARBT2 | LOAD
51293 | DPL | ZONE | DPL | 510426 | HARESCOR | 138 KV | T1 | LOAD
51293 | DPL | ZONE | DPL | 33884109 | HARESCOR | 138 KV | T2 | LOAD
51293 | DPL | ZONE | DPL | 5021038 | HARMONY | 138 KV | T1 | LOAD
51293 | DPL | ZONE | DPL | 5021039 | HARMONY | 138 KV | T2 | LOAD
51293 | DPL | ZONE | DPL | 5021040 | HARMONY | 138 KV | T3 | LOAD
51293 | DPL | ZONE | DPL | 5021041 | HARMONY | 138 KV | T4 | LOAD
51293 | DPL | ZONE | DPL | 49929 | HARRTN | 69 KV | T1 | LOAD
51293 | DPL | ZONE | DPL | 49930 | HARRTN | 69 KV | T2 | LOAD
51293 | DPL | ZONE | DPL | 49931 | HARRTN | 69 KV | VERNON | LOAD
51293 | DPL | ZONE | DPL | 1666099581 | HEBRON | 69 KV | LOAD 1 | LOAD
51293 | DPL | ZONE | DPL | 1666099582 | HEBRON | 69 KV | LOAD 2 | LOAD
51293 | DPL | ZONE | DPL | 49933 | HILLSBRO | 138 KV | HLSBRO | LOAD
51293 | DPL | ZONE | DPL | 53048701 | HOCKESIN | 138 KV | T4 LOAD | LOAD
51293 | DPL | ZONE | DPL | 53048699 | HOCKESIN | 138 KV | T5 LOAD | LOAD
51293 | DPL | ZONE | DPL | 49935 | IBCORN | 69 KV | IBCORN | LOAD
51293 | DPL | ZONE | DPL | 49936 | INDIANRI | 69 KV | LOAD1 | LOAD
51293 | DPL | ZONE | DPL | 49937 | INDIANRI | 69 KV | LOAD2 | LOAD
51293 | DPL | ZONE | DPL | 49938 | JACKTOWN | 69 KV | JACTWN | LOAD
51293 | DPL | ZONE | DPL | 49939 | JONES | 138 KV | JONES | LOAD
51293 | DPL | ZONE | DPL | 2155501856 | KEENEY | 138 KV | T2_LD | LOAD
51293 | DPL | ZONE | DPL | 48933953 | KEENEY | 230 KV | T2 | LOAD
51293 | DPL | ZONE | DPL | 1207062606 | KELLAM | 69 KV | T1 LOAD | LOAD
51293 | DPL | ZONE | DPL | 1207062605 | KELLAM | 69 KV | T2 LOAD | LOAD
51293 | DPL | ZONE | DPL | 49951 | KENNEDYV | 69 KV | KNDYVL | LOAD
51293 | DPL | ZONE | DPL | 1775809606 | KENNEY | 24 KV | T1 | LOAD
51293 | DPL | ZONE | DPL | 1775809607 | KENNEY | 24 KV | T2 | LOAD
51293 | DPL | ZONE | DPL | 1067158475 | KENT | 69 KV | DEC LOAD | LOAD
51293 | DPL | ZONE | DPL | 49945 | KENT | 69 KV | T1 | LOAD
51293 | DPL | ZONE | DPL | 49946 | KENT | 69 KV | T2 | LOAD
51293 | DPL | ZONE | DPL | 38367785 | KIAMENSI | 138 KV | T2 | LOAD
51293 | DPL | ZONE | DPL | 38367787 | KIAMENSI | 138 KV | T3 | LOAD
51293 | DPL | ZONE | DPL | 659762 | KINGSCRK | 138 KV | LOADT1 | LOAD
51293 | DPL | ZONE | DPL | 659763 | KINGSCRK | 138 KV | LOADT2 | LOAD
51293 | DPL | ZONE | DPL | 49950 | KINGSTON | 69 KV | KNGSTN | LOAD
51293 | DPL | ZONE | DPL | 1218902532 | KRATZ | 69 KV | KRATZ | LOAD
51293 | DPL | ZONE | DPL | 2156113753 | LANKREA | 69 KV | BENNET | LOAD
51293 | DPL | ZONE | DPL | 49952 | LANKREA | 69 KV | LANK | LOAD
51293 | DPL | ZONE | DPL | 49953 | LAURELDP | 69 KV | LOADT1 | LOAD
51293 | DPL | ZONE | DPL | 49954 | LAURELDP | 69 KV | LOADT2 | LOAD
51293 | DPL | ZONE | DPL | 49955 | LEWESREA | 69 KV | LEWES | LOAD
51293 | DPL | ZONE | DPL | 49956 | LONGWOOD | 69 KV | LONGWD | LOAD
51293 | DPL | ZONE | DPL | 49957 | LORETTO | 69 KV | PRNCSS | LOAD
51293 | DPL | ZONE | DPL | 45565807 | LUMSPOND | 138 KV | T1 | LOAD
51293 | DPL | ZONE | DPL | 45565809 | LUMSPOND | 138 KV | T2 | LOAD
51293 | DPL | ZONE | DPL | 49958 | LYNCH | 69 KV | T1 | LOAD
51293 | DPL | ZONE | DPL | 49959 | LYNCH | 69 KV | T2 | LOAD
51293 | DPL | ZONE | DPL | 49960 | MARDELA | 69 KV | MARREA | LOAD
51293 | DPL | ZONE | DPL | 49961 | MARIDEL | 69 KV | LOADT1 | LOAD
51293 | DPL | ZONE | DPL | 49962 | MARIDEL | 69 KV | LOADT2 | LOAD
51293 | DPL | ZONE | DPL | 49964 | MASSEY | 69 KV | MASSEY | LOAD
51293 | DPL | ZONE | DPL | 49963 | MASSEYRE | 69 KV | MASREA | LOAD
51293 | DPL | ZONE | DPL | 48933955 | MERMAID | 138 KV | LOADT1 | LOAD
51293 | DPL | ZONE | DPL | 10700755 | MIDDLETO | 138 KV | T1 | LOAD
51293 | DPL | ZONE | DPL | 10700756 | MIDDLETO | 138 KV | T2 | LOAD
51293 | DPL | ZONE | DPL | 2156112405 | MIDDLETO | 138 KV | T3 | LOAD
51293 | DPL | ZONE | DPL | 1666099643 | MIDWAY | 69 KV | T1 LOAD | LOAD
51293 | DPL | ZONE | DPL | 1666099644 | MIDWAY | 69 KV | T2 LOAD | LOAD
51293 | DPL | ZONE | DPL | 49966 | MILFORD | 138 KV | 13702 | LOAD
51293 | DPL | ZONE | DPL | 49967 | MILFORD | 138 KV | LOADT1 | LOAD
51293 | DPL | ZONE | DPL | 49968 | MILFORD | 138 KV | LOADT2 | LOAD
51293 | DPL | ZONE | DPL | 48933957 | MILLTOWN | 138 KV | LOADT3 | LOAD
51293 | DPL | ZONE | DPL | 1368998258 | MILLTOWN | 138 KV | LOADT4 | LOAD
51293 | DPL | ZONE | DPL | 49969 | MILSBORO | 69 KV | LOADT1 | LOAD
51293 | DPL | ZONE | DPL | 49970 | MILSBORO | 69 KV | LOADT2 | LOAD
51293 | DPL | ZONE | DPL | 45565811 | MOTIVA | 138 KV | LOAD | LOAD
51293 | DPL | ZONE | DPL | 49972 | MTHERMON | 69 KV | LOADT1 | LOAD
51293 | DPL | ZONE | DPL | 49973 | MTHERMON | 69 KV | LOADT2 | LOAD
51293 | DPL | ZONE | DPL | 49974 | MTOLIVE | 69 KV | MT-OLV | LOAD
51293 | DPL | ZONE | DPL | 48933959 | MTPLEASN | 138 KV | T1LOAD | LOAD
51293 | DPL | ZONE | DPL | 78711721 | MTPLEASN | 138 KV | T2LOAD | LOAD
51293 | DPL | ZONE | DPL | 38367795 | NAAMANS | 69 KV | AIRCO | LOAD
51293 | DPL | ZONE | DPL | 38367791 | NAAMANS | 69 KV | T1 | LOAD
51293 | DPL | ZONE | DPL | 38367793 | NAAMANS | 69 KV | T2 | LOAD
51293 | DPL | ZONE | DPL | 2156112442 | NARROWS | 69 KV | LOAD1 | LOAD
51293 | DPL | ZONE | DPL | 2156112431 | NARROWS | 69 KV | LOAD2 | LOAD
51293 | DPL | ZONE | DPL | 49981 | NELSON | 138 KV | LOADT2 | LOAD
51293 | DPL | ZONE | DPL | 49982 | NELSON | 138 KV | LOADT3 | LOAD
51293 | DPL | ZONE | DPL | 98369897 | NEWCASTL | 138 KV | 13803 | LOAD
51293 | DPL | ZONE | DPL | 49977 | NEWCASTL | 69 KV | LOADT1 | LOAD
51293 | DPL | ZONE | DPL | 49978 | NEWCASTL | 69 KV | LOADT2 | LOAD
51293 | DPL | ZONE | DPL | 49979 | NEWCASTL | 69 KV | LOADT3 | LOAD
51293 | DPL | ZONE | DPL | 49983 | NEWHOPE | 69 KV | N-HOPE | LOAD
51293 | DPL | ZONE | DPL | 49984 | NEWMERED | 69 KV | N-MERD | LOAD
51293 | DPL | ZONE | DPL | 49985 | NORTHST | 69 KV | ONE | LOAD
51293 | DPL | ZONE | DPL | 49986 | NSALISBU | 69 KV | LOADT1 | LOAD
51293 | DPL | ZONE | DPL | 49987 | NSALISBU | 69 KV | LOADT2 | LOAD
51293 | DPL | ZONE | DPL | 49990 | NSEAFORD | 69 KV | LOADT3 | LOAD
51293 | DPL | ZONE | DPL | 38367797 | OAKHALL | 25 KV | T1 | LOAD
51293 | DPL | ZONE | DPL | 49993 | OCEANBAY | 138 KV | LOADT1 | LOAD
51293 | DPL | ZONE | DPL | 49994 | OCEANBAY | 138 KV | LOADT2 | LOAD
51293 | DPL | ZONE | DPL | 49995 | OCEANCTY | 69 KV | LOADT1 | LOAD
51293 | DPL | ZONE | DPL | 49996 | OCEANCTY | 69 KV | LOADT2 | LOAD
51293 | DPL | ZONE | DPL | 49997 | OCEANPIN | 69 KV | OCNPIN | LOAD
51293 | DPL | ZONE | DPL | 32947121 | OILCITY | 138 KV | LOAD1 | LOAD
51293 | DPL | ZONE | DPL | 21601651 | OMAR | 138 KV | LOAD1 | LOAD
51293 | DPL | ZONE | DPL | 5021042 | PEMBERTO | 69 KV | T-1 | LOAD
51293 | DPL | ZONE | DPL | 49998 | PEPPER | 69 KV | PEPPER | LOAD
51293 | DPL | ZONE | DPL | 21601652 | PERDUE | 69 KV | LOAD1 | LOAD
51293 | DPL | ZONE | DPL | 49999 | PINE ST | 69 KV | SEACTY | LOAD
51293 | DPL | ZONE | DPL | 659764 | POCOMOKE | 138 KV | LOAD1 | LOAD
51293 | DPL | ZONE | DPL | 659765 | POCOMOKE | 138 KV | LOAD2 | LOAD
51293 | DPL | ZONE | DPL | 50002 | PRESTON | 69 KV | PRSTON | LOAD
51293 | DPL | ZONE | DPL | 57967517 | PRICE | 69 KV | PRICE T1 | LOAD
51293 | DPL | ZONE | DPL | 2156112444 | QUEENTWN | 69 KV | LOAD1 | LOAD
51293 | DPL | ZONE | DPL | 2156112480 | QUEENTWN | 69 KV | LOAD2 | LOAD
51293 | DPL | ZONE | DPL | 31020621 | REDLION | 138 KV | T1 | LOAD
51293 | DPL | ZONE | DPL | 2156114939 | REDLION | 138 KV | T2 | LOAD
51293 | DPL | ZONE | DPL | 50003 | REHOBOTH | 69 KV | REHT1 | LOAD
51293 | DPL | ZONE | DPL | 50004 | REHOBOTH | 69 KV | REHT2 | LOAD
51293 | DPL | ZONE | DPL | 510431 | REYBOLD | 138 KV | T1 | LOAD
51293 | DPL | ZONE | DPL | 510432 | REYBOLD | 138 KV | T2 | LOAD
51293 | DPL | ZONE | DPL | 50007 | ROBINS | 138 KV | ANGOLA | LOAD
51293 | DPL | ZONE | DPL | 1207062689 | ROBINS | 138 KV | T1 LOAD | LOAD
51293 | DPL | ZONE | DPL | 123900919 | ROCKWLKN | 69 KV | LOAD1 | LOAD
51293 | DPL | ZONE | DPL | 1084380610 | ROXANA | 138 KV | DEC1 | LOAD
51293 | DPL | ZONE | DPL | 1084380611 | ROXANA | 138 KV | DEC2 | LOAD
51293 | DPL | ZONE | DPL | 83734325 | ROYOAK | 69 KV | LOAD | LOAD
51293 | DPL | ZONE | DPL | 50008 | SHARP | 69 KV | SHARP | LOAD
51293 | DPL | ZONE | DPL | 50009 | SHORT | 69 KV | SHORT | LOAD
51293 | DPL | ZONE | DPL | 98369899 | SIGNPOST | 69 KV | LOAD | LOAD
51293 | DPL | ZONE | DPL | 38367799 | SILVERBR | 138 KV | T2 | LOAD
51293 | DPL | ZONE | DPL | 38367801 | SILVERBR | 138 KV | T3 | LOAD
51293 | DPL | ZONE | DPL | 38367803 | SILVERSI | 69 KV | T1 | LOAD
51293 | DPL | ZONE | DPL | 38367805 | SILVERSI | 69 KV | T2 | LOAD
51293 | DPL | ZONE | DPL | 38367807 | SILVERSI | 69 KV | T3 | LOAD
51293 | DPL | ZONE | DPL | 50012 | SINPUX | 69 KV | SINPUX | LOAD
51293 | DPL | ZONE | DPL | 50013 | ST138 | 138 KV | LOADT1 | LOAD
51293 | DPL | ZONE | DPL | 50014 | ST138 | 138 KV | LOADT2 | LOAD
51293 | DPL | ZONE | DPL | 38367809 | STEELE | 138 KV | T3 | LOAD
51293 | DPL | ZONE | DPL | 1552826949 | STOCKTON | 69 KV | LOADT1 | LOAD
51293 | DPL | ZONE | DPL | 1552826948 | STOCKTON | 69 KV | LOADT2 | LOAD
51293 | DPL | ZONE | DPL | 98369901 | STVNSVIL | 69 KV | T1 | LOAD
51293 | DPL | ZONE | DPL | 98369903 | STVNSVIL | 69 KV | T2 | LOAD
51293 | DPL | ZONE | DPL | 510434 | SUNSETLA | 138 KV | T1 | LOAD
51293 | DPL | ZONE | DPL | 41935401 | SUNSETLA | 138 KV | T2 | LOAD
51293 | DPL | ZONE | DPL | 45565813 | SUNSETLA | 138 KV | T3 | LOAD
51293 | DPL | ZONE | DPL | 50017 | SUSSEX | 69 KV | LOADT1 | LOAD
51293 | DPL | ZONE | DPL | 50018 | SUSSEX | 69 KV | LOADT2 | LOAD
51293 | DPL | ZONE | DPL | 50019 | TALBOT | 69 KV | TALBOT | LOAD
51293 | DPL | ZONE | DPL | 50020 | TANYARD | 69 KV | TANYRD | LOAD
51293 | DPL | ZONE | DPL | 50021 | TASLEY | 12 KV | LOADSS | LOAD
51293 | DPL | ZONE | DPL | 50022 | TASLEY | 69 KV | LOADT1 | LOAD
51293 | DPL | ZONE | DPL | 50023 | TASLEY | 69 KV | LOADT4 | LOAD
51293 | DPL | ZONE | DPL | 50024 | TAYLOR | 69 KV | TAYLOR | LOAD
51293 | DPL | ZONE | DPL | 1379254252 | TODD | 25 KV | LOAD_T1 | LOAD
51293 | DPL | ZONE | DPL | 10700757 | TODD | 25 KV | LOADT2 | LOAD
51293 | DPL | ZONE | DPL | 57967519 | TODD | 69 KV | ALLENREA | LOAD
51293 | DPL | ZONE | DPL | 50027 | TODD | 69 KV | LOADT3 | LOAD
51293 | DPL | ZONE | DPL | 1439641374 | TOWNSEND | 138 KV | MIDLETWN | LOAD
51293 | DPL | ZONE | DPL | 50028 | TOWNSEND | 138 KV | ONE | LOAD
51293 | DPL | ZONE | DPL | 2156109891 | TRAPPETP | 69 KV | T4LOAD | LOAD
51293 | DPL | ZONE | DPL | 50029 | TRAPPETP | 69 KV | TRAPPE | LOAD
51293 | DPL | ZONE | DPL | 50031 | VAUGHN | 69 KV | VAUGHN | LOAD
51293 | DPL | ZONE | DPL | 1268559542 | VIENNA | 69 KV | T8B | LOAD
51293 | DPL | ZONE | DPL | 50033 | WALLOPS | 69 KV | WALOPS | LOAD
51293 | DPL | ZONE | DPL | 50034 | WALSTON | 69 KV | WALSTN | LOAD
51293 | DPL | ZONE | DPL | 50036 | WATTSVIL | 69 KV | LOADT1 | LOAD
51293 | DPL | ZONE | DPL | 50037 | WATTSVIL | 69 KV | LOADT2 | LOAD
51293 | DPL | ZONE | DPL | 50038 | WCAMBRID | 69 KV | W-CAMB | LOAD
51293 | DPL | ZONE | DPL | 21601653 | WEIRWDTP | 69 KV | LOAD1 | LOAD
51293 | DPL | ZONE | DPL | 65732119 | WELLS | 69 KV | WELLSLD | LOAD
51293 | DPL | ZONE | DPL | 21601656 | WESTDPL | 12 KV | T1 LOAD | LOAD
51293 | DPL | ZONE | DPL | 21601657 | WESTDPL | 12 KV | T3 LOAD | LOAD
51293 | DPL | ZONE | DPL | 21601654 | WESTDPL | 69 KV | LOAD2 | LOAD
51293 | DPL | ZONE | DPL | 21601655 | WESTDPL | 69 KV | LOAD5 | LOAD
51293 | DPL | ZONE | DPL | 50041 | WORCESTE | 69 KV | LOADT1 | LOAD
51293 | DPL | ZONE | DPL | 50040 | WORCESTE | 69 KV | LOADT2 | LOAD
51293 | DPL | ZONE | DPL | 50039 | WOVERDPL | 69 KV | WSTOVR | LOAD
51293 | DPL | ZONE | DPL | 38367815 | WWILMING | 138 KV | T1 | LOAD
51293 | DPL | ZONE | DPL | 38367813 | WWILMING | 138 KV | T2 | LOAD
51293 | DPL | ZONE | DPL | 50043 | WYEMILLS | 69 KV | LOADT2 | LOAD
51293 | DPL | ZONE | DPL | 1379254277 | WYEMILLS | 69 KV | LOADT3 | LOAD
51293 | DPL | ZONE | DPL | 2156113286 | ZOAR | 69 KV | LOAD1 | LOAD
51293 | DPL | ZONE | DPL | 2156113482 | ZOAR | 69 KV | LOAD2 | LOAD
37737283 | DUQ | ZONE | DUQ | 21601665 | ARSENAL | 138 KV | T1 | LOAD
37737283 | DUQ | ZONE | DUQ | 21601666 | ARSENAL | 138 KV | T2 | LOAD
37737283 | DUQ | ZONE | DUQ | 63381277 | ARSENAL | 138 KV | T3 | LOAD
37737283 | DUQ | ZONE | DUQ | 21601670 | BEAV DUQ | 138 KV | 1A SS | LOAD
37737283 | DUQ | ZONE | DUQ | 21601669 | BEAV DUQ | 138 KV | 1B SS | LOAD
37737283 | DUQ | ZONE | DUQ | 21601667 | BEAV DUQ | 138 KV | 2A SS | LOAD
37737283 | DUQ | ZONE | DUQ | 21601668 | BEAV DUQ | 138 KV | 2B SS | LOAD
37737283 | DUQ | ZONE | DUQ | 21601672 | BEAV DUQ | 138 KV | ERF3A | LOAD
37737283 | DUQ | ZONE | DUQ | 21601671 | BEAV DUQ | 138 KV | ERF3B | LOAD
37737283 | DUQ | ZONE | DUQ | 21601675 | BETTIS | 138 KV | LOADA | LOAD
37737283 | DUQ | ZONE | DUQ | 21601674 | BETTIS | 138 KV | LOADB | LOAD
37737283 | DUQ | ZONE | DUQ | 21601676 | BOCGASES | 138 KV | LOAD | LOAD
37737283 | DUQ | ZONE | DUQ | 21601677 | BRENTWOO | 138 KV | LOAD | LOAD
37737283 | DUQ | ZONE | DUQ | 21601679 | BRUNOTIS | 138 KV | BLUE | LOAD
37737283 | DUQ | ZONE | DUQ | 21601682 | BRUNOTIS | 138 KV | BROWN | LOAD
37737283 | DUQ | ZONE | DUQ | 21601680 | BRUNOTIS | 138 KV | GRAY | LOAD
37737283 | DUQ | ZONE | DUQ | 21601683 | BRUNOTIS | 138 KV | GREEN | LOAD
37737283 | DUQ | ZONE | DUQ | 21601681 | BRUNOTIS | 138 KV | ORANGELD | LOAD
37737283 | DUQ | ZONE | DUQ | 21601684 | BRUNOTIS | 138 KV | RED | LOAD
37737283 | DUQ | ZONE | DUQ | 21601678 | BRUNOTIS | 138 KV | YELLOWLD | LOAD
37737283 | DUQ | ZONE | DUQ | 55578547 | CALIFDUQ | 138 KV | LOAD1 | LOAD
37737283 | DUQ | ZONE | DUQ | 112586039 | CARS DUQ | 138 KV | LOAD | LOAD
37737283 | DUQ | ZONE | DUQ | 40243737 | CARS DUQ | 138 KV | LOADDUM | LOAD
37737283 | DUQ | ZONE | DUQ | 2156111877 | CLIN DUQ | 23 KV | T1LD | LOAD
37737283 | DUQ | ZONE | DUQ | 57967553 | CRES DUQ | 138 KV | T1 | LOAD
37737283 | DUQ | ZONE | DUQ | 57967555 | CRES DUQ | 138 KV | T2 | LOAD
37737283 | DUQ | ZONE | DUQ | 1305123483 | CUTLRHAM | 69 KV | CUTLER | LOAD
37737283 | DUQ | ZONE | DUQ | 21601690 | DRAVOSBU | 138 KV | RANKINLD | LOAD
37737283 | DUQ | ZONE | DUQ | 21601689 | DRAVOSBU | 138 KV | T4 | LOAD
37737283 | DUQ | ZONE | DUQ | 21601691 | DRAVOSBU | 69 KV | TR1 | LOAD
37737283 | DUQ | ZONE | DUQ | 21601692 | DRAVOSBU | 69 KV | TR2 | LOAD
37737283 | DUQ | ZONE | DUQ | 21601693 | DRAVOSBU | 69 KV | TR3 | LOAD
37737283 | DUQ | ZONE | DUQ | 21601694 | ELWYN | 138 KV | T1 | LOAD
37737283 | DUQ | ZONE | DUQ | 21601695 | ELWYN | 138 KV | T2 | LOAD
37737283 | DUQ | ZONE | DUQ | 21601696 | ELWYN | 138 KV | T3 | LOAD
37737283 | DUQ | ZONE | DUQ | 21601697 | EVERGREE | 138 KV | LOAD | LOAD
37737283 | DUQ | ZONE | DUQ | 21601698 | FINDLAY | 138 KV | T1 | LOAD
37737283 | DUQ | ZONE | DUQ | 47012223 | FINDLAY | 138 KV | T2 | LOAD
37737283 | DUQ | ZONE | DUQ | 106856787 | FORBES | 138 KV | BLUE LD | LOAD
37737283 | DUQ | ZONE | DUQ | 106856785 | FORBES | 138 KV | GRAY LD | LOAD
37737283 | DUQ | ZONE | DUQ | 106856789 | FORBES | 138 KV | RED LD | LOAD
37737283 | DUQ | ZONE | DUQ | 57967557 | HIGH DUQ | 138 KV | T1 | LOAD
37737283 | DUQ | ZONE | DUQ | 57967559 | HIGH DUQ | 138 KV | T2 | LOAD
37737283 | DUQ | ZONE | DUQ | 63381279 | HIGH DUQ | 138 KV | T3 | LOAD
37737283 | DUQ | ZONE | DUQ | 40243739 | HOMESTED | 138 KV | LOAD1 | LOAD
37737283 | DUQ | ZONE | DUQ | 1084385301 | HOPEWELL | 69 KV | LOAD | LOAD
37737283 | DUQ | ZONE | DUQ | 21601712 | JLMIDLAN | 138 KV | T1 | LOAD
37737283 | DUQ | ZONE | DUQ | 21601713 | JLMIDLAN | 138 KV | T2 | LOAD
37737283 | DUQ | ZONE | DUQ | 74008671 | KOPPELST | 138 KV | T1 | LOAD
37737283 | DUQ | ZONE | DUQ | 21601719 | LEGIONVI | 138 KV | T1 | LOAD
37737283 | DUQ | ZONE | DUQ | 71856529 | LEGIONVI | 138 KV | T2 | LOAD
37737283 | DUQ | ZONE | DUQ | 21601720 | LOGANSFE | 138 KV | T1 | LOAD
37737283 | DUQ | ZONE | DUQ | 21601721 | LOGANSFE | 138 KV | T2 | LOAD
37737283 | DUQ | ZONE | DUQ | 21601723 | MIDLAND | 138 KV | WHEMCO | LOAD
37737283 | DUQ | ZONE | DUQ | 2156115051 | MIDLAND | 23 KV | T1_LOAD | LOAD
37737283 | DUQ | ZONE | DUQ | 2156115033 | MIDLAND | 23 KV | T2_LOAD | LOAD
37737283 | DUQ | ZONE | DUQ | 21601724 | MONT DUQ | 138 KV | T1 | LOAD
37737283 | DUQ | ZONE | DUQ | 21601725 | MONT DUQ | 138 KV | T2 | LOAD
37737283 | DUQ | ZONE | DUQ | 21601727 | MT NEBO | 138 KV | LOAD1 | LOAD
37737283 | DUQ | ZONE | DUQ | 21601729 | NEVILLE | 138 KV | ARISTECH | LOAD
37737283 | DUQ | ZONE | DUQ | 21601728 | NEVILLE | 138 KV | T1 | LOAD
37737283 | DUQ | ZONE | DUQ | 55578551 | NORTH | 138 KV | MCCONWAY | LOAD
37737283 | DUQ | ZONE | DUQ | 87901515 | NORTH | 138 KV | T1 | LOAD
37737283 | DUQ | ZONE | DUQ | 21601731 | NORTH | 138 KV | T3 | LOAD
37737283 | DUQ | ZONE | DUQ | 21601730 | NORTH | 138 KV | T4 | LOAD
37737283 | DUQ | ZONE | DUQ | 57967561 | NORTH | 138 KV | WILDWOOD | LOAD
37737283 | DUQ | ZONE | DUQ | 2156109346 | NOVACHEM | 13 KV | LOAD1 | LOAD
37737283 | DUQ | ZONE | DUQ | 2156109347 | NOVACHEM | 13 KV | LOAD2 | LOAD
37737283 | DUQ | ZONE | DUQ | 21601735 | OAKL DUQ | 138 KV | T1 | LOAD
37737283 | DUQ | ZONE | DUQ | 21601736 | OAKL DUQ | 138 KV | T2 | LOAD
37737283 | DUQ | ZONE | DUQ | 21601737 | OAKL DUQ | 138 KV | T3 | LOAD
37737283 | DUQ | ZONE | DUQ | 1775815978 | PENNCHEM | 13 KV | AUX1LOAD | LOAD
37737283 | DUQ | ZONE | DUQ | 1775815977 | PENNCHEM | 13 KV | AUX2LOAD | LOAD
37737283 | DUQ | ZONE | DUQ | 1775815976 | PENNCHEM | 13 KV | AUX3LOAD | LOAD
37737283 | DUQ | ZONE | DUQ | 1775815979 | PENNCHEM | 138 KV | LOAD1 | LOAD
37737283 | DUQ | ZONE | DUQ | 1775815981 | PENNCHEM | 138 KV | LOAD2 | LOAD
37737283 | DUQ | ZONE | DUQ | 1775815980 | PENNCHEM | 138 KV | LOAD3 | LOAD
37737283 | DUQ | ZONE | DUQ | 1775815982 | PENNCHEM | 138 KV | LOAD4 | LOAD
37737283 | DUQ | ZONE | DUQ | 2156114777 | PINECRK | 23 KV | T1_LOAD | LOAD
37737283 | DUQ | ZONE | DUQ | 2156114568 | PINECRK | 23 KV | T2_LOAD | LOAD
37737283 | DUQ | ZONE | DUQ | 2156114712 | PINECRK | 23 KV | T3_LOAD | LOAD
37737283 | DUQ | ZONE | DUQ | 21601744 | PLUM | 138 KV | T1 | LOAD
37737283 | DUQ | ZONE | DUQ | 40243741 | PRTPERRY | 138 KV | LOAD1 | LOAD
37737283 | DUQ | ZONE | DUQ | 21601745 | RACC DUQ | 138 KV | T1 | LOAD
37737283 | DUQ | ZONE | DUQ | 21601746 | RACC DUQ | 138 KV | T2 | LOAD
37737283 | DUQ | ZONE | DUQ | 2156110853 | RIAZZI | 138 KV | T1 | LOAD
37737283 | DUQ | ZONE | DUQ | 2156110854 | RIAZZI | 138 KV | T2 | LOAD
37737283 | DUQ | ZONE | DUQ | 74008673 | SEWICKLY | 138 KV | LOAD1 | LOAD
37737283 | DUQ | ZONE | DUQ | 78711755 | SEWICKLY | 138 KV | LOAD2 | LOAD
37737283 | DUQ | ZONE | DUQ | 21601749 | UNIVERSA | 138 KV | T1 | LOAD
37737283 | DUQ | ZONE | DUQ | 21601750 | UNIVERSA | 138 KV | T2 | LOAD
37737283 | DUQ | ZONE | DUQ | 21601751 | UNIVERSA | 138 KV | T3 | LOAD
37737283 | DUQ | ZONE | DUQ | 21601752 | USAP | 138 KV | T1 | LOAD
37737283 | DUQ | ZONE | DUQ | 21601753 | USSCLAIR | 138 KV | LOAD1 | LOAD
37737283 | DUQ | ZONE | DUQ | 21601754 | USSCLAIR | 138 KV | LOAD2 | LOAD
37737283 | DUQ | ZONE | DUQ | 21601755 | USSILLIN | 138 KV | LOAD | LOAD
37737283 | DUQ | ZONE | DUQ | 38367895 | VALL DUQ | 23 KV | LOAD1 | LOAD
37737283 | DUQ | ZONE | DUQ | 38367897 | VALL DUQ | 23 KV | LOAD2 | LOAD
37737283 | DUQ | ZONE | DUQ | 38367899 | VALL DUQ | 23 KV | LOAD3 | LOAD
37737283 | DUQ | ZONE | DUQ | 38367901 | VALL DUQ | 23 KV | LOAD4 | LOAD
37737283 | DUQ | ZONE | DUQ | 38367903 | VALL DUQ | 23 KV | LOAD5 | LOAD
37737283 | DUQ | ZONE | DUQ | 21601765 | WILMERDI | 138 KV | T4 | LOAD
37737283 | DUQ | ZONE | DUQ | 55578553 | WILMERDI | 138 KV | TRAN2 | LOAD
37737283 | DUQ | ZONE | DUQ | 1552833129 | WILSON | 23 KV | T1 | LOAD
37737283 | DUQ | ZONE | DUQ | 1552833132 | WILSON | 23 KV | T2 | LOAD
37737283 | DUQ | ZONE | DUQ | 1552833131 | WILSON | 23 KV | T3 | LOAD
37737283 | DUQ | ZONE | DUQ | 21601773 | WMIFFLIN | 138 KV | LOAD1 | LOAD
37737283 | DUQ | ZONE | DUQ | 21601772 | WMIFFLIN | 138 KV | LOAD2 | LOAD
37737283 | DUQ | ZONE | DUQ | 21601774 | WOLFERUN | 138 KV | T1 | LOAD
37737283 | DUQ | ZONE | DUQ | 21601776 | WOODVILL | 138 KV | T1 | LOAD
37737283 | DUQ | ZONE | DUQ | 21601775 | WOODVILL | 138 KV | T2 | LOAD
37737283 | DUQ | ZONE | DUQ | 21601777 | WOODVILL | 138 KV | T3 | LOAD
970242670 | EKPC | ZONE | EKPC | 1123174717 | 3M | 69 KV | LD_185 | LOAD
970242670 | EKPC | ZONE | EKPC | 1348257917 | 3M | 69 KV | LOAD | LOAD
970242670 | EKPC | ZONE | EKPC | 1379260994 | 4BCKNRVT | 138 KV | BECKNRVL | LOAD
970242670 | EKPC | ZONE | EKPC | 1123175267 | A_O_SMTH | 69 KV | LD_187 | LOAD
970242670 | EKPC | ZONE | EKPC | 1123174718 | AIRPRT_R | 69 KV | LD_185 | LOAD
970242670 | EKPC | ZONE | EKPC | 2156110194 | ALBANYE | 69 KV | ALBANY | LOAD
970242670 | EKPC | ZONE | EKPC | 1123174721 | ALCAN_EK | 69 KV | LD_185 | LOAD
970242670 | EKPC | ZONE | EKPC | 1356156340 | ALCAN_EK | 69 KV | LOAD1 | LOAD
970242670 | EKPC | ZONE | EKPC | 1123174722 | ANNVILLJ | 69 KV | LD_185 | LOAD
970242670 | EKPC | ZONE | EKPC | 1123174723 | ARGNT_EK | 69 KV | LD_189 | LOAD
970242670 | EKPC | ZONE | EKPC | 2156109604 | ASAHIJCT | 69 KV | ASAHI1 | LOAD
970242670 | EKPC | ZONE | EKPC | 2156109605 | ASAHIJCT | 69 KV | ASAHI2 | LOAD
970242670 | EKPC | ZONE | EKPC | 1123174725 | BACONJ | 69 KV | LD_184 | LOAD
970242670 | EKPC | ZONE | EKPC | 1123174726 | BALLARD2 | 69 KV | LD_185 | LOAD
970242670 | EKPC | ZONE | EKPC | 1123174727 | BANKLICK | 69 KV | LD_185 | LOAD
970242670 | EKPC | ZONE | EKPC | 1123174728 | BARDSHPJ | 69 KV | LD_185 | LOAD
970242670 | EKPC | ZONE | EKPC | 1123174729 | BASS | 69 KV | LD_185 | LOAD
970242670 | EKPC | ZONE | EKPC | 1123174730 | BAVARIAN | 138 KV | LD_154 | LOAD
970242670 | EKPC | ZONE | EKPC | 1123174731 | BEAM_JCT | 69 KV | LD_185 | LOAD
970242670 | EKPC | ZONE | EKPC | 1123174732 | BEATTYVD | 69 KV | LD_185 | LOAD
970242670 | EKPC | ZONE | EKPC | 1207069125 | BECKTON | 69 KV | LOAD | LOAD
970242670 | EKPC | ZONE | EKPC | 1123174733 | BEDFORD3 | 69 KV | LD_186 | LOAD
970242670 | EKPC | ZONE | EKPC | 2156110532 | BEKAERT | 69 KV | BEKARET1 | LOAD
970242670 | EKPC | ZONE | EKPC | 2156110534 | BEKAERT | 69 KV | BEKARET2 | LOAD
970242670 | EKPC | ZONE | EKPC | 2156110533 | BEKAERT | 69 KV | BEKARET3 | LOAD
970242670 | EKPC | ZONE | EKPC | 1183226859 | BELLVIEW | 69 KV | BELL | LOAD
970242670 | EKPC | ZONE | EKPC | 1123175284 | BEULAH_B | 69 KV | LD_183 | LOAD
970242670 | EKPC | ZONE | EKPC | 1123174734 | BIGBONE | 69 KV | LD_185 | LOAD
970242670 | EKPC | ZONE | EKPC | 1869184869 | BIGCREEK | 69 KV | BIGCREEK | LOAD
970242670 | EKPC | ZONE | EKPC | 1379261023 | BIGWOODS | 69 KV | LOAD1 | LOAD
970242670 | EKPC | ZONE | EKPC | 1123174736 | BILLWLSJ | 69 KV | LD_185 | LOAD
970242670 | EKPC | ZONE | EKPC | 1123175291 | BLEDSOE | 69 KV | LD_185 | LOAD
970242670 | EKPC | ZONE | EKPC | 1123174737 | BLEDSOEE | 69 KV | LD_185 | LOAD
970242670 | EKPC | ZONE | EKPC | 1123174739 | BLEVNS_T | 69 KV | LD_185 | LOAD
970242670 | EKPC | ZONE | EKPC | 1123174740 | BLOOMFL2 | 69 KV | LD_185 | LOAD
970242670 | EKPC | ZONE | EKPC | 1123175294 | BLUE_LTP | 69 KV | LD_182 | LOAD
970242670 | EKPC | ZONE | EKPC | 1183226860 | BLUEGRPW | 69 KV | BLUE | LOAD
970242670 | EKPC | ZONE | EKPC | 1369005033 | BLUEGRPW | 69 KV | LOAD2 | LOAD
970242670 | EKPC | ZONE | EKPC | 1207069122 | BON_AYR | 69 KV | LOAD1 | LOAD
970242670 | EKPC | ZONE | EKPC | 1268566271 | BONANZA | 69 KV | LOAD | LOAD
970242670 | EKPC | ZONE | EKPC | 1123174741 | BONNIEVL | 69 KV | LD_189 | LOAD
970242670 | EKPC | ZONE | EKPC | 1132289278 | BONVL_LG | 69 KV | JONESVIL | LOAD
970242670 | EKPC | ZONE | EKPC | 1123174744 | BOONDIST | 69 KV | LD_183 | LOAD
970242670 | EKPC | ZONE | EKPC | 2156112334 | BOONECO | 69 KV | BOONDIST | LOAD
970242670 | EKPC | ZONE | EKPC | 2156112434 | BOONECO | 69 KV | SMOOT1 | LOAD
970242670 | EKPC | ZONE | EKPC | 2156112529 | BOONECO | 69 KV | SMOOT2 | LOAD
970242670 | EKPC | ZONE | EKPC | 1123174746 | BOONEVLJ | 69 KV | LD_185 | LOAD
970242670 | EKPC | ZONE | EKPC | 1123174747 | BOWEN_EK | 69 KV | LD_185 | LOAD
970242670 | EKPC | ZONE | EKPC | 1123175307 | BRIDGEPR | 69 KV | LD_185 | LOAD
970242670 | EKPC | ZONE | EKPC | 1292910936 | BRIDGEPR | 69 KV | LOAD | LOAD
970242670 | EKPC | ZONE | EKPC | 1123174748 | BRISTOW | 69 KV | LD_185 | LOAD
970242670 | EKPC | ZONE | EKPC | 1207068875 | BRISTOW | 69 KV | LD_187 | LOAD
970242670 | EKPC | ZONE | EKPC | 1183226858 | BRLNGTON | 69 KV | BURL | LOAD
970242670 | EKPC | ZONE | EKPC | 1123174749 | BRODHA | 69 KV | LD_186 | LOAD
970242670 | EKPC | ZONE | EKPC | 1183226855 | BROMLYEK | 69 KV | LOAD | LOAD
970242670 | EKPC | ZONE | EKPC | 2156110196 | BRONSTON | 69 KV | BRONSTN1 | LOAD
970242670 | EKPC | ZONE | EKPC | 2156110195 | BRONSTON | 69 KV | BRONSTN2 | LOAD
970242670 | EKPC | ZONE | EKPC | 1123175311 | BROOKS2 | 69 KV | LD_184 | LOAD
970242670 | EKPC | ZONE | EKPC | 2156111757 | BROUGTWN | 69 KV | LD186 | LOAD
970242670 | EKPC | ZONE | EKPC | 2156113911 | BUDD | 69 KV | LD1 | LOAD
970242670 | EKPC | ZONE | EKPC | 1123174751 | BULITSVL | 69 KV | LD_183 | LOAD
970242670 | EKPC | ZONE | EKPC | 2041969648 | BUSH_EK | 69 KV | BUSH_LD | LOAD
970242670 | EKPC | ZONE | EKPC | 1123174752 | CABIN_H | 69 KV | LD_185 | LOAD
970242670 | EKPC | ZONE | EKPC | 1132289851 | CAMPBLK | 69 KV | LD_186 | LOAD
970242670 | EKPC | ZONE | EKPC | 1123175328 | CAMPBSBG | 69 KV | LD_182 | LOAD
970242670 | EKPC | ZONE | EKPC | 1123175331 | CAMPGRD | 69 KV | LD_181 | LOAD
970242670 | EKPC | ZONE | EKPC | 1123174753 | CAMPTON | 69 KV | LD_185 | LOAD
970242670 | EKPC | ZONE | EKPC | 1123175340 | CARPENTE | 69 KV | LD_186 | LOAD
970242670 | EKPC | ZONE | EKPC | 1123174754 | CARTERCJ | 69 KV | LD_185 | LOAD
970242670 | EKPC | ZONE | EKPC | 1123175342 | CARY2 | 69 KV | LD_185 | LOAD
970242670 | EKPC | ZONE | EKPC | 1123175344 | CAVE_RUN | 69 KV | LD_183 | LOAD
970242670 | EKPC | ZONE | EKPC | 1123174755 | CAVECITJ | 69 KV | LD_185 | LOAD
970242670 | EKPC | ZONE | EKPC | 1207069126 | CAVECITY | 69 KV | LOAD | LOAD
970242670 | EKPC | ZONE | EKPC | 1318138292 | CEDAR_IT | 161 KV | LOAD1 | LOAD
970242670 | EKPC | ZONE | EKPC | 1318138291 | CEDAR_IT | 161 KV | LOAD2 | LOAD
970242670 | EKPC | ZONE | EKPC | 1123174756 | CEDARGRV | 69 KV | LD_185 | LOAD
970242670 | EKPC | ZONE | EKPC | 1123174758 | CEMETERD | 69 KV | LD_183 | LOAD
970242670 | EKPC | ZONE | EKPC | 2156115028 | CFARM_RD | 69 KV | CFRD_LD | LOAD
970242670 | EKPC | ZONE | EKPC | 1123175349 | CHAD_TAP | 69 KV | LD_186 | LOAD
970242670 | EKPC | ZONE | EKPC | 1123174759 | CHAPLINJ | 69 KV | LD_185 | LOAD
970242670 | EKPC | ZONE | EKPC | 1123174760 | CHARTERS | 69 KV | LD_185 | LOAD
970242670 | EKPC | ZONE | EKPC | 1123174761 | CLAYCITJ | 69 KV | LD_185 | LOAD
970242670 | EKPC | ZONE | EKPC | 1123174762 | CLAYLICK | 69 KV | LD_183 | LOAD
970242670 | EKPC | ZONE | EKPC | 1123174764 | CLAYVILL | 69 KV | LD_183 | LOAD
970242670 | EKPC | ZONE | EKPC | 2156114288 | CNTRLHAR | 69 KV | CNTRLHAR | LOAD
970242670 | EKPC | ZONE | EKPC | 1123174765 | COBURG | 69 KV | LD_181 | LOAD
970242670 | EKPC | ZONE | EKPC | 1123174766 | COBURGJ | 69 KV | LD_185 | LOAD
970242670 | EKPC | ZONE | EKPC | 1123174767 | COLEMNSV | 69 KV | LD_185 | LOAD
970242670 | EKPC | ZONE | EKPC | 1123174768 | COLESBGJ | 69 KV | LD_185 | LOAD
970242670 | EKPC | ZONE | EKPC | 1123174769 | COLUMBI3 | 69 KV | LD_186 | LOAD
970242670 | EKPC | ZONE | EKPC | 2156109037 | CONTOWN | 69 KV | CONTOWN | LOAD
970242670 | EKPC | ZONE | EKPC | 1123174770 | CONWAYJ | 69 KV | LD_184 | LOAD
970242670 | EKPC | ZONE | EKPC | 1123174771 | COOP_EK | 13.8 KV | GN1AAXLD | LOAD
970242670 | EKPC | ZONE | EKPC | 1123174772 | COOP_EK | 13.8 KV | GN1BAXLD | LOAD
970242670 | EKPC | ZONE | EKPC | 1123174773 | COOP_EK | 20 KV | GN2AAXLD | LOAD
970242670 | EKPC | ZONE | EKPC | 1123174774 | COOP_EK | 20 KV | GN2BAXLD | LOAD
970242670 | EKPC | ZONE | EKPC | 1123174775 | COOP_EK | 69 KV | DISTLD | LOAD
970242670 | EKPC | ZONE | EKPC | 1123174776 | COOP_EK | 69 KV | GN1SVCLD | LOAD
970242670 | EKPC | ZONE | EKPC | 1123174777 | COOP_EK | 69 KV | GN2SVCLD | LOAD
970242670 | EKPC | ZONE | EKPC | 1123174778 | CRANSTOP | 138 KV | LD_155 | LOAD
970242670 | EKPC | ZONE | EKPC | 1123174779 | CRESTON2 | 69 KV | LD_185 | LOAD
970242670 | EKPC | ZONE | EKPC | 1123174780 | CROCKETJ | 69 KV | LD_185 | LOAD
970242670 | EKPC | ZONE | EKPC | 1123174781 | CROOKSVJ | 69 KV | LD_185 | LOAD
970242670 | EKPC | ZONE | EKPC | 1123175382 | CUMB_FLS | 69 KV | LD_185 | LOAD
970242670 | EKPC | ZONE | EKPC | 2156113085 | DAHLROAD | 69 KV | DAHL_LD | LOAD
970242670 | EKPC | ZONE | EKPC | 1123174783 | DALESTN | 69 KV | LD_1820 | LOAD
970242670 | EKPC | ZONE | EKPC | 1123174784 | DARWINTO | 161 KV | LD_144 | LOAD
970242670 | EKPC | ZONE | EKPC | 1123174785 | DAVIS2 | 69 KV | LD_185 | LOAD
970242670 | EKPC | ZONE | EKPC | 1123174786 | DEATSVL | 69 KV | LD_184 | LOAD
970242670 | EKPC | ZONE | EKPC | 1348258202 | DEFOE | 69 KV | LOAD | LOAD
970242670 | EKPC | ZONE | EKPC | 1869184870 | DUNCANLN | 69 KV | DUNCANON | LOAD
970242670 | EKPC | ZONE | EKPC | 1123174787 | DUROJCT | 69 KV | LD_185 | LOAD
970242670 | EKPC | ZONE | EKPC | 1123174791 | E_BARDST | 69 KV | LD_186 | LOAD
970242670 | EKPC | ZONE | EKPC | 1123174792 | E_BERNST | 69 KV | LD_185 | LOAD
970242670 | EKPC | ZONE | EKPC | 1123174793 | E_SOMERJ | 69 KV | LD_185 | LOAD
970242670 | EKPC | ZONE | EKPC | 1123174788 | EBERLE | 69 KV | LD_183 | LOAD
970242670 | EKPC | ZONE | EKPC | 1123175420 | EK_OFFIC | 69 KV | LD_183 | LOAD
970242670 | EKPC | ZONE | EKPC | 1123174789 | ELIOTCO | 69 KV | LD_183 | LOAD
970242670 | EKPC | ZONE | EKPC | 1869184874 | ELKMOUNT | 69 KV | ELKMOUNT | LOAD
970242670 | EKPC | ZONE | EKPC | 1123175425 | EMANUAL | 69 KV | LD_185 | LOAD
970242670 | EKPC | ZONE | EKPC | 2156110200 | EPINEKNT | 69 KV | EPINEKNT | LOAD
970242670 | EKPC | ZONE | EKPC | 1123174790 | ETOWNEKP | 69 KV | LD_186 | LOAD
970242670 | EKPC | ZONE | EKPC | 1356156404 | ETOWNEKP | 69 KV | LOAD | LOAD
970242670 | EKPC | ZONE | EKPC | 1123174794 | FALLROCK | 69 KV | LD_183 | LOAD
970242670 | EKPC | ZONE | EKPC | 2041972827 | FALMOUTH | 69 KV | FAL_LD | LOAD
970242670 | EKPC | ZONE | EKPC | 1123174796 | FLMINSBG | 138 KV | LD_4 | LOAD
970242670 | EKPC | ZONE | EKPC | 1123174797 | FLOYD_EK | 69 KV | LD_183 | LOAD
970242670 | EKPC | ZONE | EKPC | 1123174798 | FOGG_PKK | 69 KV | LD_185 | LOAD
970242670 | EKPC | ZONE | EKPC | 1123174801 | FOUROAKS | 69 KV | LD_185 | LOAD
970242670 | EKPC | ZONE | EKPC | 1123174802 | FOX_HOLL | 69 KV | LD_186 | LOAD
970242670 | EKPC | ZONE | EKPC | 1123174803 | FREDCKBJ | 69 KV | LD_185 | LOAD
970242670 | EKPC | ZONE | EKPC | 1123174804 | FRENCHBG | 69 KV | LD_185 | LOAD
970242670 | EKPC | ZONE | EKPC | 1123174805 | FYETT_EK | 69 KV | LD1 | LOAD
970242670 | EKPC | ZONE | EKPC | 1123174806 | FYETT_EK | 69 KV | LD2 | LOAD
970242670 | EKPC | ZONE | EKPC | 1123174807 | GALLATIN | 138 KV | 25KVLD | LOAD
970242670 | EKPC | ZONE | EKPC | 1123174808 | GALLATIN | 138 KV | 34.5KVLD | LOAD
970242670 | EKPC | ZONE | EKPC | 1123174809 | GAPOFRJ | 69 KV | LD_184 | LOAD
970242670 | EKPC | ZONE | EKPC | 1123174810 | GARLIN | 69 KV | LD_183 | LOAD
970242670 | EKPC | ZONE | EKPC | 1123174811 | GARRD_CO | 69 KV | LD_186 | LOAD
970242670 | EKPC | ZONE | EKPC | 1123175479 | GHENT_LG | 345 KV | LD_122 | LOAD
970242670 | EKPC | ZONE | EKPC | 2041969650 | GIRDLER | 69 KV | GIRD_LD | LOAD
970242670 | EKPC | ZONE | EKPC | 1123174813 | GLNDL_EK | 69 KV | LD_185 | LOAD
970242670 | EKPC | ZONE | EKPC | 1123174814 | GOLDBUG | 69 KV | LD_183 | LOAD
970242670 | EKPC | ZONE | EKPC | 1123174815 | GOODNGHT | 69 KV | LD_185 | LOAD
970242670 | EKPC | ZONE | EKPC | 1123175497 | GR_R_PLZ | 69 KV | LD_184 | LOAD
970242670 | EKPC | ZONE | EKPC | 1123174816 | GRANTSLK | 69 KV | LD_185 | LOAD
970242670 | EKPC | ZONE | EKPC | 1123174817 | GREENBR2 | 69 KV | LD_183 | LOAD
970242670 | EKPC | ZONE | EKPC | 1123174818 | GREENSBG | 69 KV | LD_185 | LOAD
970242670 | EKPC | ZONE | EKPC | 1123174819 | GREGROAD | 69 KV | LD_184 | LOAD
970242670 | EKPC | ZONE | EKPC | 1123174820 | GRIFFIN2 | 69 KV | LD_182 | LOAD
970242670 | EKPC | ZONE | EKPC | 1123174821 | GRNHALL | 161 KV | LD_143 | LOAD
970242670 | EKPC | ZONE | EKPC | 1379261022 | HARDWKCR | 69 KV | LOAD1 | LOAD
970242670 | EKPC | ZONE | EKPC | 1123174822 | HARGETTJ | 69 KV | LD_185 | LOAD
970242670 | EKPC | ZONE | EKPC | 1123174823 | HEADQTRS | 69 KV | LD_186 | LOAD
970242670 | EKPC | ZONE | EKPC | 2156115096 | HEARTLAN | 69 KV | HEART_LD | LOAD
970242670 | EKPC | ZONE | EKPC | 2156115113 | HEBRN_EK | 138 KV | HEBRON2 | LOAD
970242670 | EKPC | ZONE | EKPC | 1123174824 | HEBRN_EK | 138 KV | LD_151 | LOAD
970242670 | EKPC | ZONE | EKPC | 1123174825 | HELECHAW | 69 KV | LD_185 | LOAD
970242670 | EKPC | ZONE | EKPC | 1123174826 | HICKPLNS | 69 KV | LD_185 | LOAD
970242670 | EKPC | ZONE | EKPC | 1123174827 | HIGHLDEK | 69 KV | LD_185 | LOAD
970242670 | EKPC | ZONE | EKPC | 1123174828 | HIGHROCK | 69 KV | LD_185 | LOAD
970242670 | EKPC | ZONE | EKPC | 1123174829 | HILDA | 69 KV | LD_185 | LOAD
970242670 | EKPC | ZONE | EKPC | 1379260829 | HILDA | 69 KV | LOAD2 | LOAD
970242670 | EKPC | ZONE | EKPC | 1123175522 | HINKLE | 69 KV | LD_181 | LOAD
970242670 | EKPC | ZONE | EKPC | 1123174830 | HLSBR_EK | 69 KV | LD_185 | LOAD
970242670 | EKPC | ZONE | EKPC | 1123174831 | HODGENVL | 69 KV | LD_188 | LOAD
970242670 | EKPC | ZONE | EKPC | 1123174832 | HOLLOWY | 69 KV | LD_182 | LOAD
970242670 | EKPC | ZONE | EKPC | 2156110199 | HOMESTE | 69 KV | HMESTDLD | LOAD
970242670 | EKPC | ZONE | EKPC | 1123174833 | HOPE2 | 69 KV | LD_186 | LOAD
970242670 | EKPC | ZONE | EKPC | 1123174834 | HTADMS_J | 69 KV | LD_183 | LOAD
970242670 | EKPC | ZONE | EKPC | 1123174835 | HUNT1 | 69 KV | LD_186 | LOAD
970242670 | EKPC | ZONE | EKPC | 2156109359 | HUNT3 | 69 KV | HUNT | LOAD
970242670 | EKPC | ZONE | EKPC | 1123174837 | INDEX_EK | 69 KV | LD_183 | LOAD
970242670 | EKPC | ZONE | EKPC | 1123174838 | INLANDCO | 138 KV | LD1 | LOAD
970242670 | EKPC | ZONE | EKPC | 1123174839 | INLANDCO | 138 KV | LD2 | LOAD
970242670 | EKPC | ZONE | EKPC | 1123174848 | J_TICH | 69 KV | LD_184 | LOAD
970242670 | EKPC | ZONE | EKPC | 1123174840 | JABEZ | 161 KV | LD_143 | LOAD
970242670 | EKPC | ZONE | EKPC | 1123174841 | JACKSNVL | 138 KV | LD_154 | LOAD
970242670 | EKPC | ZONE | EKPC | 1123174842 | JAMESTWN | 161 KV | LD_153 | LOAD
970242670 | EKPC | ZONE | EKPC | 1123174843 | JBGALLWJ | 69 KV | LD_185 | LOAD
970242670 | EKPC | ZONE | EKPC | 1123174844 | JEFFRSVL | 69 KV | LD_185 | LOAD
970242670 | EKPC | ZONE | EKPC | 1123174845 | JELLCRKJ | 69 KV | LD_185 | LOAD
970242670 | EKPC | ZONE | EKPC | 1123174846 | JENNYWLJ | 69 KV | LD_185 | LOAD
970242670 | EKPC | ZONE | EKPC | 1123175541 | JERICHO | 69 KV | LD_183 | LOAD
970242670 | EKPC | ZONE | EKPC | 2156114346 | JKSMT_EK | 138 KV | JKSMITHP | LOAD
970242670 | EKPC | ZONE | EKPC | 1123174847 | JKSMT_EK | 69 KV | LD_1816 | LOAD
970242670 | EKPC | ZONE | EKPC | 1123174849 | KARGLE | 69 KV | XFR1LD | LOAD
970242670 | EKPC | ZONE | EKPC | 1123174850 | KARGLE | 69 KV | XFR2LD | LOAD
970242670 | EKPC | ZONE | EKPC | 2156114999 | KEAVY | 69 KV | KEAVYLD1 | LOAD
970242670 | EKPC | ZONE | EKPC | 2156115045 | KEAVY | 69 KV | KEAVYLD2 | LOAD
970242670 | EKPC | ZONE | EKPC | 1183226856 | KEITH2 | 69 KV | LOAD1 | LOAD
970242670 | EKPC | ZONE | EKPC | 1183226857 | KEITH2 | 69 KV | LOAD2 | LOAD
970242670 | EKPC | ZONE | EKPC | 1123174852 | KNOBLICK | 69 KV | LD_185 | LOAD
970242670 | EKPC | ZONE | EKPC | 2156110527 | LANCAST3 | 69 KV | NW185 | LOAD
970242670 | EKPC | ZONE | EKPC | 2156114951 | LAURINDJ | 69 KV | LD1 | LOAD
970242670 | EKPC | ZONE | EKPC | 2156114911 | LAURINDJ | 69 KV | LD2 | LOAD
970242670 | EKPC | ZONE | EKPC | 1123175577 | LEBAN_EK | 69 KV | LD_185 | LOAD
970242670 | EKPC | ZONE | EKPC | 1123174855 | LEBANJCT | 69 KV | XFR1LD | LOAD
970242670 | EKPC | ZONE | EKPC | 1123174856 | LEBANJCT | 69 KV | XFR2LD | LOAD
970242670 | EKPC | ZONE | EKPC | 1123174857 | LEESLICK | 69 KV | LD_185 | LOAD
970242670 | EKPC | ZONE | EKPC | 1123174858 | LEON_EKP | 69 KV | LD_185 | LOAD
970242670 | EKPC | ZONE | EKPC | 1123174859 | LIB_CHUR | 69 KV | LD_184 | LOAD
970242670 | EKPC | ZONE | EKPC | 2156114013 | LOGAN_EK | 69 KV | LD1 | LOAD
970242670 | EKPC | ZONE | EKPC | 2156113982 | LOGAN_EK | 69 KV | LD2 | LOAD
970242670 | EKPC | ZONE | EKPC | 1123175588 | LONG_R | 69 KV | LD_184 | LOAD
970242670 | EKPC | ZONE | EKPC | 119117923 | LONGBRCH | 138 KV | BK1 | LOAD
970242670 | EKPC | ZONE | EKPC | 2156110193 | LONGBRCH | 138 KV | BK2 | LOAD
970242670 | EKPC | ZONE | EKPC | 1369006252 | LONGLICK | 69 KV | LONGLICK | LOAD
970242670 | EKPC | ZONE | EKPC | 1123174860 | LOWGAP_T | 69 KV | LD_185 | LOAD
970242670 | EKPC | ZONE | EKPC | 1123174861 | LRETO_EK | 69 KV | LD_185 | LOAD
970242670 | EKPC | ZONE | EKPC | 1123174862 | LTLMOUNT | 161 KV | LD_142 | LOAD
970242670 | EKPC | ZONE | EKPC | 1123174863 | LYMAN_BJ | 69 KV | LD_185 | LOAD
970242670 | EKPC | ZONE | EKPC | 1123175593 | LYNCH2 | 69 KV | LD_185 | LOAD
970242670 | EKPC | ZONE | EKPC | 1132289875 | LYNCH2 | 69 KV | LD_186 | LOAD
970242670 | EKPC | ZONE | EKPC | 1123174865 | MAGGARD | 69 KV | LD_185 | LOAD
970242670 | EKPC | ZONE | EKPC | 1123174866 | MAGNOLI2 | 69 KV | LD_185 | LOAD
970242670 | EKPC | ZONE | EKPC | 1123174867 | MAPLESVJ | 69 KV | LD_185 | LOAD
970242670 | EKPC | ZONE | EKPC | 1123174868 | MARETBRG | 69 KV | LD_183 | LOAD
970242670 | EKPC | ZONE | EKPC | 1123174869 | MARIBAJ | 69 KV | LD_185 | LOAD
970242670 | EKPC | ZONE | EKPC | 2156110528 | MARIONCO | 161 KV | MARIONCO | LOAD
970242670 | EKPC | ZONE | EKPC | 2156110529 | MARIONCO | 161 KV | SMARIONC | LOAD
970242670 | EKPC | ZONE | EKPC | 1123174871 | MARTNCO | 69 KV | LD_182 | LOAD
970242670 | EKPC | ZONE | EKPC | 1123174872 | MAYTOWNJ | 69 KV | LD_185 | LOAD
970242670 | EKPC | ZONE | EKPC | 1123174873 | MAZIE2 | 69 KV | LD_185 | LOAD
970242670 | EKPC | ZONE | EKPC | 1123174874 | MCKEE | 69 KV | LD_185 | LOAD
970242670 | EKPC | ZONE | EKPC | 1123174875 | MCKINNYJ | 69 KV | LD_185 | LOAD
970242670 | EKPC | ZONE | EKPC | 1165475228 | MERCERCO | 69 KV | LOAD | LOAD
970242670 | EKPC | ZONE | EKPC | 1379260997 | MERCERCO | 69 KV | LOAD2 | LOAD
970242670 | EKPC | ZONE | EKPC | 1123174876 | MIDDLCKJ | 69 KV | LD_185 | LOAD
970242670 | EKPC | ZONE | EKPC | 1123175621 | MILE_LAN | 69 KV | LD_183 | LOAD
970242670 | EKPC | ZONE | EKPC | 1123174877 | MILLB_EK | 69 KV | LD_185 | LOAD
970242670 | EKPC | ZONE | EKPC | 2156111852 | MILLCRK | 161 KV | MCLD | LOAD
970242670 | EKPC | ZONE | EKPC | 1132289878 | MILLER_C | 69 KV | LD_182 | LOAD
970242670 | EKPC | ZONE | EKPC | 1123174879 | MILTONK | 69 KV | LD_185 | LOAD
970242670 | EKPC | ZONE | EKPC | 1123174881 | MONTICE3 | 69 KV | MONTICLD | LOAD
970242670 | EKPC | ZONE | EKPC | 1123174882 | MT_OLIVJ | 69 KV | LD_185 | LOAD
970242670 | EKPC | ZONE | EKPC | 1123175650 | MT_VICTR | 69 KV | LD_186 | LOAD
970242670 | EKPC | ZONE | EKPC | 1123175651 | MT_WASHI | 69 KV | LD_183 | LOAD
970242670 | EKPC | ZONE | EKPC | 1123174883 | MUNFVLEK | 69 KV | LD_185 | LOAD
970242670 | EKPC | ZONE | EKPC | 1123174885 | MUNK | 69 KV | LD_185 | LOAD
970242670 | EKPC | ZONE | EKPC | 1123174886 | MURPHYSV | 69 KV | LD_187 | LOAD
970242670 | EKPC | ZONE | EKPC | 1123174887 | MYSVL_EK | 138 KV | LD_154 | LOAD
970242670 | EKPC | ZONE | EKPC | 1123175669 | N_CORBIN | 69 KV | LD_181 | LOAD
970242670 | EKPC | ZONE | EKPC | 1123175671 | N_MADISN | 69 KV | LD_181 | LOAD
970242670 | EKPC | ZONE | EKPC | 1123174895 | N_SPRFLD | 69 KV | LD_188 | LOAD
970242670 | EKPC | ZONE | EKPC | 1123174888 | NANCY | 69 KV | LD_185 | LOAD
970242670 | EKPC | ZONE | EKPC | 1123174889 | NEWBY1 | 69 KV | LD_186 | LOAD
970242670 | EKPC | ZONE | EKPC | 1123174890 | NEWFUNDL | 69 KV | LD_185 | LOAD
970242670 | EKPC | ZONE | EKPC | 1123174891 | NICHLSVL | 69 KV | LD_185 | LOAD
970242670 | EKPC | ZONE | EKPC | 1123175666 | NINEVAH | 69 KV | LD_183 | LOAD
970242670 | EKPC | ZONE | EKPC | 2156114912 | NLEB_EK | 161 KV | NLEB_PRI | LOAD
970242670 | EKPC | ZONE | EKPC | 2156114943 | NLEB_EK | 161 KV | NLEB_SEC | LOAD
970242670 | EKPC | ZONE | EKPC | 1123174892 | NORWD_KU | 69 KV | LD_185 | LOAD
970242670 | EKPC | ZONE | EKPC | 1123174893 | NORWOOD3 | 69 KV | LD_184 | LOAD
970242670 | EKPC | ZONE | EKPC | 1123174894 | NWCST_EK | 69 KV | LD_185 | LOAD
970242670 | EKPC | ZONE | EKPC | 1439649593 | OAKDALE2 | 69 KV | LD_185 | LOAD
970242670 | EKPC | ZONE | EKPC | 1123174897 | OAKHILLJ | 69 KV | LD_185 | LOAD
970242670 | EKPC | ZONE | EKPC | 1123174898 | OAKLY_NO | 69 KV | LD_185 | LOAD
970242670 | EKPC | ZONE | EKPC | 1869184873 | ONEIDAEK | 69 KV | ONEIDA | LOAD
970242670 | EKPC | ZONE | EKPC | 1123174900 | OWEN_J2 | 69 KV | LD_185 | LOAD
970242670 | EKPC | ZONE | EKPC | 1123174899 | OWENS_IJ | 69 KV | LD_185 | LOAD
970242670 | EKPC | ZONE | EKPC | 1123174902 | OXFRDEK | 69 KV | LD_183 | LOAD
970242670 | EKPC | ZONE | EKPC | 1123174903 | PACTOLSJ | 69 KV | LD_185 | LOAD
970242670 | EKPC | ZONE | EKPC | 1123174904 | PARKWAY1 | 69 KV | LD_183 | LOAD
970242670 | EKPC | ZONE | EKPC | 1207069021 | PARKWAY1 | 69 KV | LD_184 | LOAD
970242670 | EKPC | ZONE | EKPC | 1123174905 | PEASTICK | 69 KV | LD_185 | LOAD
970242670 | EKPC | ZONE | EKPC | 2041969654 | PELFRYEK | 69 KV | PELFREY | LOAD
970242670 | EKPC | ZONE | EKPC | 1123174907 | PENN2 | 69 KV | LD_185 | LOAD
970242670 | EKPC | ZONE | EKPC | 1123174908 | PERVL_KU | 69 KV | LD_185 | LOAD
970242670 | EKPC | ZONE | EKPC | 1123174909 | PEYTONST | 69 KV | LD_185 | LOAD
970242670 | EKPC | ZONE | EKPC | 1123174910 | PHIL | 69 KV | LD_186 | LOAD
970242670 | EKPC | ZONE | EKPC | 1123174911 | PINEGRVJ | 69 KV | XFR1LD | LOAD
970242670 | EKPC | ZONE | EKPC | 1123174912 | PINEGRVJ | 69 KV | XFR2LD | LOAD
970242670 | EKPC | ZONE | EKPC | 2156110197 | PINEKNOT | 69 KV | PINEKNOT | LOAD
970242670 | EKPC | ZONE | EKPC | 1123174914 | PLEASGRV | 69 KV | LD_185 | LOAD
970242670 | EKPC | ZONE | EKPC | 1318138439 | PLEASGRV | 69 KV | LOAD2 | LOAD
970242670 | EKPC | ZONE | EKPC | 1379261021 | PLUMMERS | 69 KV | LOAD1 | LOAD
970242670 | EKPC | ZONE | EKPC | 1123174915 | PLUMVILL | 69 KV | LD_1811 | LOAD
970242670 | EKPC | ZONE | EKPC | 1123174916 | POWLTYLR | 69 KV | LD_183 | LOAD
970242670 | EKPC | ZONE | EKPC | 1123174917 | PPG2 | 69 KV | LD_185 | LOAD
970242670 | EKPC | ZONE | EKPC | 1123174918 | PRESTONJ | 69 KV | LD_185 | LOAD
970242670 | EKPC | ZONE | EKPC | 1123174919 | PULASKI3 | 69 KV | LD_187 | LOAD
970242670 | EKPC | ZONE | EKPC | 1356156628 | RADCLIFF | 69 KV | RADCLIFF | LOAD
970242670 | EKPC | ZONE | EKPC | 1356156627 | RADCLIFF | 69 KV | TBROWN | LOAD
970242670 | EKPC | ZONE | EKPC | 1123174920 | RECTORVL | 69 KV | LD_185 | LOAD
970242670 | EKPC | ZONE | EKPC | 1123174921 | REDBUSH | 69 KV | LD_185 | LOAD
970242670 | EKPC | ZONE | EKPC | 1123174922 | REID_VIL | 69 KV | LD_186 | LOAD
970242670 | EKPC | ZONE | EKPC | 1123175730 | RICE_STA | 69 KV | LD_186 | LOAD
970242670 | EKPC | ZONE | EKPC | 1123174923 | RICHRDSN | 69 KV | LD1 | LOAD
970242670 | EKPC | ZONE | EKPC | 1123174924 | RICHRDSN | 69 KV | LD2 | LOAD
970242670 | EKPC | ZONE | EKPC | 1123174925 | RICHWOOD | 138 KV | LD_1504 | LOAD
970242670 | EKPC | ZONE | EKPC | 1123174926 | RNYVILEK | 69 KV | LD_183 | LOAD
970242670 | EKPC | ZONE | EKPC | 1348258200 | ROANOKE2 | 69 KV | LOAD | LOAD
970242670 | EKPC | ZONE | EKPC | 1123175741 | ROCKHOLD | 69 KV | LD_181 | LOAD
970242670 | EKPC | ZONE | EKPC | 1369005049 | ROSEVILE | 69 KV | LOAD1 | LOAD
970242670 | EKPC | ZONE | EKPC | 1123174928 | ROWAN_CO | 69 KV | LD_189 | LOAD
970242670 | EKPC | ZONE | EKPC | 1123174929 | RUSSPEKJ | 69 KV | LD_185 | LOAD
970242670 | EKPC | ZONE | EKPC | 1348258201 | S_BARDST | 69 KV | LOAD | LOAD
970242670 | EKPC | ZONE | EKPC | 1123174960 | S_CORBIN | 69 KV | LD_185 | LOAD
970242670 | EKPC | ZONE | EKPC | 1123175812 | S_ELKHRN | 69 KV | LD_183 | LOAD
970242670 | EKPC | ZONE | EKPC | 1123174961 | S_FORK | 69 KV | LD_185 | LOAD
970242670 | EKPC | ZONE | EKPC | 1123174962 | S_JESSMJ | 69 KV | LD_185 | LOAD
970242670 | EKPC | ZONE | EKPC | 1123175814 | S_PARK | 69 KV | LD_184 | LOAD
970242670 | EKPC | ZONE | EKPC | 1123175815 | S_POINT | 69 KV | LD_184 | LOAD
970242670 | EKPC | ZONE | EKPC | 1123174963 | S_SPRFLJ | 69 KV | LD_185 | LOAD
970242670 | EKPC | ZONE | EKPC | 1123175816 | S_VILLE | 69 KV | LD_182 | LOAD
970242670 | EKPC | ZONE | EKPC | 2156110198 | SALBANY | 69 KV | SALBANY | LOAD
970242670 | EKPC | ZONE | EKPC | 1123174931 | SALEMEKJ | 69 KV | LD_185 | LOAD
970242670 | EKPC | ZONE | EKPC | 1123174932 | SALOMA | 161 KV | LD_144 | LOAD
970242670 | EKPC | ZONE | EKPC | 32412469 | SALTLICK | 46 KV | SPRINGFO | LOAD
970242670 | EKPC | ZONE | EKPC | 1123174933 | SANDGAPJ | 69 KV | LD_185 | LOAD
970242670 | EKPC | ZONE | EKPC | 1356156626 | SBOUNDRY | 69 KV | LOAD1 | LOAD
970242670 | EKPC | ZONE | EKPC | 1123174934 | SEWELLTN | 69 KV | LD_185 | LOAD
970242670 | EKPC | ZONE | EKPC | 1123174935 | SEYMOURJ | 69 KV | LD_185 | LOAD
970242670 | EKPC | ZONE | EKPC | 2156110218 | SHARKEY | 138 KV | E124 | LOAD
970242670 | EKPC | ZONE | EKPC | 1123175769 | SHARKEY | 138 KV | LD_153 | LOAD
970242670 | EKPC | ZONE | EKPC | 1183226791 | SHELBYCO | 69 KV | LOAD1 | LOAD
970242670 | EKPC | ZONE | EKPC | 1123175774 | SHELBYCY | 69 KV | LD_183 | LOAD
970242670 | EKPC | ZONE | EKPC | 1123174937 | SHEPVILJ | 69 KV | LD_185 | LOAD
970242670 | EKPC | ZONE | EKPC | 1123174938 | SHOPVILL | 69 KV | LD_185 | LOAD
970242670 | EKPC | ZONE | EKPC | 1123174939 | SIDEVIEW | 69 KV | LD_185 | LOAD
970242670 | EKPC | ZONE | EKPC | 1123174940 | SINAI_EK | 69 KV | LD_185 | LOAD
970242670 | EKPC | ZONE | EKPC | 1123174941 | SLAT | 69 KV | LD_185 | LOAD
970242670 | EKPC | ZONE | EKPC | 1123174942 | SMITHVLJ | 69 KV | LD_185 | LOAD
970242670 | EKPC | ZONE | EKPC | 1305125019 | SMITHVLJ | 69 KV | LOAD | LOAD
970242670 | EKPC | ZONE | EKPC | 1123174943 | SMRST_EK | 69 KV | LD_189 | LOAD
970242670 | EKPC | ZONE | EKPC | 1123174944 | SMRSV_EK | 69 KV | LD_185 | LOAD
970242670 | EKPC | ZONE | EKPC | 1123174945 | SNOW | 69 KV | LD_183 | LOAD
970242670 | EKPC | ZONE | EKPC | 1123174946 | SNOW_HIL | 69 KV | LD_184 | LOAD
970242670 | EKPC | ZONE | EKPC | 1123174947 | SOAKHILL | 161 KV | LD_163 | LOAD
970242670 | EKPC | ZONE | EKPC | 1123174948 | SOUFLOYD | 69 KV | LD_183 | LOAD
970242670 | EKPC | ZONE | EKPC | 2156112084 | SPEDWLRD | 69 KV | SPEED_LD | LOAD
970242670 | EKPC | ZONE | EKPC | 1123174949 | SPURLOCK | 138 KV | G1SVCLD | LOAD
970242670 | EKPC | ZONE | EKPC | 2156109606 | SPURLOCK | 138 KV | T27 | LOAD
970242670 | EKPC | ZONE | EKPC | 2156109607 | SPURLOCK | 138 KV | T28 | LOAD
970242670 | EKPC | ZONE | EKPC | 1123174950 | SPURLOCK | 18 KV | G3AUXLD | LOAD
970242670 | EKPC | ZONE | EKPC | 1123174951 | SPURLOCK | 18 KV | G4AUXLD | LOAD
970242670 | EKPC | ZONE | EKPC | 1123174952 | SPURLOCK | 22 KV | G1AUXLD | LOAD
970242670 | EKPC | ZONE | EKPC | 1123174953 | SPURLOCK | 22 KV | G2AUXLD | LOAD
970242670 | EKPC | ZONE | EKPC | 1123174954 | SPURLOCK | 345 KV | G4SVCLD | LOAD
970242670 | EKPC | ZONE | EKPC | 1123174955 | STANTONE | 69 KV | LD_185 | LOAD
970242670 | EKPC | ZONE | EKPC | 1123174956 | STEPHNSB | 69 KV | LD_187 | LOAD
970242670 | EKPC | ZONE | EKPC | 1123174957 | STRLG_EK | 138 KV | LD_152 | LOAD
970242670 | EKPC | ZONE | EKPC | 1123174958 | SUBLETT | 69 KV | LD_186 | LOAD
970242670 | EKPC | ZONE | EKPC | 1123174959 | SULPHRCR | 69 KV | LD_185 | LOAD
970242670 | EKPC | ZONE | EKPC | 1123174974 | T_GOOCH | 69 KV | LD_186 | LOAD
970242670 | EKPC | ZONE | EKPC | 1123175818 | TAYLORSV | 69 KV | LD_182 | LOAD
970242670 | EKPC | ZONE | EKPC | 2156114236 | TAYLRSVI | 161 KV | TAYLRSVI | LOAD
970242670 | EKPC | ZONE | EKPC | 1123174964 | TEMPLEHL | 69 KV | LD_185 | LOAD
970242670 | EKPC | ZONE | EKPC | 1123174965 | THARPJCT | 69 KV | LD_185 | LOAD
970242670 | EKPC | ZONE | EKPC | 1356156572 | THARPJCT | 69 KV | LOAD | LOAD
970242670 | EKPC | ZONE | EKPC | 1123174966 | THELMAEK | 69 KV | LD_185 | LOAD
970242670 | EKPC | ZONE | EKPC | 1123174967 | THREELNK | 69 KV | LD_185 | LOAD
970242670 | EKPC | ZONE | EKPC | 1123174968 | THREFRKS | 138 KV | LD_154 | LOAD
970242670 | EKPC | ZONE | EKPC | 1123174969 | TODDVILL | 69 KV | LD_184 | LOAD
970242670 | EKPC | ZONE | EKPC | 1123174970 | TRAPP | 69 KV | LD_185 | LOAD
970242670 | EKPC | ZONE | EKPC | 1123175833 | TREEHVT | 69 KV | LD_183 | LOAD
970242670 | EKPC | ZONE | EKPC | 1123174971 | TUNNELHL | 69 KV | LD_183 | LOAD
970242670 | EKPC | ZONE | EKPC | 1305125049 | TUNNELHL | 69 KV | LOAD | LOAD
970242670 | EKPC | ZONE | EKPC | 1123174972 | TURKEYFT | 69 KV | LD_183 | LOAD
970242670 | EKPC | ZONE | EKPC | 1123174973 | TYNER | 69 KV | LD_1813 | LOAD
970242670 | EKPC | ZONE | EKPC | 1123174975 | UNION_EK | 138 KV | LD_155 | LOAD
970242670 | EKPC | ZONE | EKPC | 1132289895 | UNION_UN | 69 KV | LD_186 | LOAD
970242670 | EKPC | ZONE | EKPC | 1123174976 | UPCHURCH | 69 KV | LD_186 | LOAD
970242670 | EKPC | ZONE | EKPC | 1123174977 | UPTONJCT | 69 KV | LD_185 | LOAD
970242670 | EKPC | ZONE | EKPC | 1123175853 | VAN_MTR | 69 KV | LD_182 | LOAD
970242670 | EKPC | ZONE | EKPC | 1165475227 | VANARSDL | 69 KV | LOAD | LOAD
970242670 | EKPC | ZONE | EKPC | 1356156625 | VERTREES | 69 KV | LOAD | LOAD
970242670 | EKPC | ZONE | EKPC | 1305125092 | VNEGROVE | 69 KV | LOAD | LOAD
970242670 | EKPC | ZONE | EKPC | 1123174978 | VOLGA | 69 KV | LD_185 | LOAD
970242670 | EKPC | ZONE | EKPC | 1123174991 | W_BARDSJ | 69 KV | LD_186 | LOAD
970242670 | EKPC | ZONE | EKPC | 1123174992 | W_BARDST | 69 KV | LD_183 | LOAD
970242670 | EKPC | ZONE | EKPC | 1123174993 | W_BEREA | 69 KV | LD_1811 | LOAD
970242670 | EKPC | ZONE | EKPC | 1123174994 | W_COLUMB | 69 KV | LD_183 | LOAD
970242670 | EKPC | ZONE | EKPC | 1123174995 | W_LIBERT | 69 KV | LD_185 | LOAD
970242670 | EKPC | ZONE | EKPC | 1123174996 | W_LONDON | 69 KV | LD_185 | LOAD
970242670 | EKPC | ZONE | EKPC | 1123175901 | W_MT_WAS | 69 KV | LD_184 | LOAD
970242670 | EKPC | ZONE | EKPC | 1123174997 | W_NICHS2 | 69 KV | LD_184 | LOAD
970242670 | EKPC | ZONE | EKPC | 1123174998 | W_NICHVJ | 69 KV | LD_185 | LOAD
970242670 | EKPC | ZONE | EKPC | 1123174999 | W_SOMERS | 69 KV | LD_185 | LOAD
970242670 | EKPC | ZONE | EKPC | 1123174981 | WARNOCK | 69 KV | LD_185 | LOAD
970242670 | EKPC | ZONE | EKPC | 1123174982 | WEBSCRS | 69 KV | LD_184 | LOAD
970242670 | EKPC | ZONE | EKPC | 1207069123 | WGLASGOW | 69 KV | LOAD1 | LOAD
970242670 | EKPC | ZONE | EKPC | 1207069124 | WGLASGOW | 69 KV | LOAD2 | LOAD
970242670 | EKPC | ZONE | EKPC | 2156114251 | WHITOAK | 69 KV | WHITOAK | LOAD
970242670 | EKPC | ZONE | EKPC | 1123174987 | WIBORG_J | 69 KV | LD_185 | LOAD
970242670 | EKPC | ZONE | EKPC | 1123174988 | WILLMSTN | 69 KV | LD_185 | LOAD
970242670 | EKPC | ZONE | EKPC | 1123174989 | WINDSOR2 | 69 KV | LD_186 | LOAD
970242670 | EKPC | ZONE | EKPC | 2156114273 | WOODSTCK | 69 KV | LD_185 | LOAD
970242670 | EKPC | ZONE | EKPC | 1123174990 | WOOSLEY | 69 KV | LD_185 | LOAD
970242670 | EKPC | ZONE | EKPC | 1123175000 | ZACHARIA | 69 KV | LD_186 | LOAD
970242670 | EKPC | ZONE | EKPC | 2156110201 | ZOLLICOF | 69 KV | ZOLLICOF | LOAD
970242670 | EKPC | ZONE | EKPC | 1123175001 | ZULAJCT | 69 KV | LD_185 | LOAD
51295 | JCPL | ZONE | JCPL | 2156113572 | ATLANTIC | 34 KV | BANK5 | LOAD
51295 | JCPL | ZONE | JCPL | 205515 | CHESTJCT | 35 KV | LOAD1 | LOAD
51295 | JCPL | ZONE | JCPL | 44460711 | CHESTJCT | 35 KV | LOAD2 | LOAD
51295 | JCPL | ZONE | JCPL | 1305117451 | COLUMBJC | 35 KV | LOAD1 | LOAD
51295 | JCPL | ZONE | JCPL | 1218901522 | COOKSTOW | 35 KV | ARGONNE | LOAD
51295 | JCPL | ZONE | JCPL | 1218901527 | COOKSTOW | 35 KV | BK3 | LOAD
51295 | JCPL | ZONE | JCPL | 1218901528 | COOKSTOW | 35 KV | FORTDIX | LOAD
51295 | JCPL | ZONE | JCPL | 1218901523 | COOKSTOW | 35 KV | GRADVEN | LOAD
51295 | JCPL | ZONE | JCPL | 1218901526 | COOKSTOW | 35 KV | MCGUIRES | LOAD
51295 | JCPL | ZONE | JCPL | 1218901521 | COOKSTOW | 35 KV | MCGUIRET | LOAD
51295 | JCPL | ZONE | JCPL | 1218901524 | COOKSTOW | 35 KV | VANHISEU | LOAD
51295 | JCPL | ZONE | JCPL | 1218901525 | COOKSTOW | 35 KV | VANHISEV | LOAD
51295 | JCPL | ZONE | JCPL | 49373 | DEEPRN | 115 KV | BANK 1 | LOAD
51295 | JCPL | ZONE | JCPL | 49374 | DEEPRN | 115 KV | BANK 2 | LOAD
51295 | JCPL | ZONE | JCPL | 49312 | DOTWWHAR | 230 KV | TE TX | LOAD
51295 | JCPL | ZONE | JCPL | 67719531 | DRAKESTO | 115 KV | LD 1 | LOAD
51295 | JCPL | ZONE | JCPL | 1207061820 | EATONCST | 34.5 KV | T3 | LOAD
51295 | JCPL | ZONE | JCPL | 205516 | EFLEMING | 35 KV | LOAD1 | LOAD
51295 | JCPL | ZONE | JCPL | 44460713 | EFLEMING | 35 KV | LOAD2 | LOAD
51295 | JCPL | ZONE | JCPL | 49315 | ELASTIMO | 230 KV | 1 TX | LOAD
51295 | JCPL | ZONE | JCPL | 1084379718 | ENGLISHT | 115 KV | BK7 | LOAD
51295 | JCPL | ZONE | JCPL | 44460727 | ENGLISHT | 35 KV | BK 1 | LOAD
51295 | JCPL | ZONE | JCPL | 44460729 | ENGLISHT | 35 KV | BK 2 | LOAD
51295 | JCPL | ZONE | JCPL | 44460731 | ENGLISHT | 35 KV | BK 5 | LOAD
51295 | JCPL | ZONE | JCPL | 87901499 | FLANDERS | 34.5 KV | LDFL | LOAD
51295 | JCPL | ZONE | JCPL | 2156111250 | FLANDERS | 34.5 KV | LOAD2 | LOAD
51295 | JCPL | ZONE | JCPL | 106856747 | FRANKLIN | 34.5 KV | LOAD | LOAD
51295 | JCPL | ZONE | JCPL | 1305117388 | FRANKLIN | 34.5 KV | SS LOAD | LOAD
51295 | JCPL | ZONE | JCPL | 49380 | FRENEAU | 230 KV | BK 1 | LOAD
51295 | JCPL | ZONE | JCPL | 49381 | FRENEAU | 230 KV | BK 2 | LOAD
51295 | JCPL | ZONE | JCPL | 49378 | FRENEAU | 230 KV | BK 3 | LOAD
51295 | JCPL | ZONE | JCPL | 1047951 | FRENEAU | 230 KV | BK 6 | LOAD
51295 | JCPL | ZONE | JCPL | 49379 | FRENEAU | 230 KV | LBK 4 | LOAD
51295 | JCPL | ZONE | JCPL | 49323 | GILBERT | 34 KV | 4.8 KV | LOAD
51295 | JCPL | ZONE | JCPL | 49322 | GILBERT | 34 KV | A27 | LOAD
51295 | JCPL | ZONE | JCPL | 49325 | GILBERT | 34 KV | B28 | LOAD
51295 | JCPL | ZONE | JCPL | 49320 | GILBERT | 34 KV | C29 | LOAD
51295 | JCPL | ZONE | JCPL | 49326 | GILBERT | 34 KV | J712 | LOAD
51295 | JCPL | ZONE | JCPL | 49324 | GILBERT | 34 KV | V750 | LOAD
51295 | JCPL | ZONE | JCPL | 49321 | GILBERT | 34 KV | Y25 | LOAD
51295 | JCPL | ZONE | JCPL | 49327 | GILLETTE | 230 KV | BK 1 | LOAD
51295 | JCPL | ZONE | JCPL | 49328 | GILLETTE | 230 KV | BK 2 | LOAD
51295 | JCPL | ZONE | JCPL | 49334 | GLENGARD | 34 KV | G735 | LOAD
51295 | JCPL | ZONE | JCPL | 49335 | GLENGARD | 34 KV | R720 | LOAD
51295 | JCPL | ZONE | JCPL | 49333 | GLENGARD | 34 KV | T748 | LOAD
51295 | JCPL | ZONE | JCPL | 49337 | GREYSTON | 230 KV | BK 1 | LOAD
51295 | JCPL | ZONE | JCPL | 49338 | GREYSTON | 230 KV | BK 2 | LOAD
51295 | JCPL | ZONE | JCPL | 49339 | GREYSTON | 230 KV | BK 3 | LOAD
51295 | JCPL | ZONE | JCPL | 49340 | GREYSTON | 230 KV | BK 4 | LOAD
51295 | JCPL | ZONE | JCPL | 119117431 | ILIFF | 230 KV | 230LOAD1 | LOAD
51295 | JCPL | ZONE | JCPL | 205517 | KITTATIN | 34 KV | LOAD1 | LOAD
51295 | JCPL | ZONE | JCPL | 1165467830 | LAKEWOOD | 230 KV | TR6 | LOAD
51295 | JCPL | ZONE | JCPL | 49382 | LARRABEE | 230 KV | BK 3 | LOAD
51295 | JCPL | ZONE | JCPL | 49383 | LARRABEE | 230 KV | BK 4 | LOAD
51295 | JCPL | ZONE | JCPL | 49384 | LARRABEE | 230 KV | BK 7 | LOAD
51295 | JCPL | ZONE | JCPL | 49385 | LARRABEE | 230 KV | BK 8 | LOAD
51295 | JCPL | ZONE | JCPL | 49386 | LARRABEE | 230 KV | BK 9 | LOAD
51295 | JCPL | ZONE | JCPL | 83734261 | LARRABEE | 230 KV | BK12 | LOAD
51295 | JCPL | ZONE | JCPL | 49389 | LEISUREV | 230 KV | BANK 2 | LOAD
51295 | JCPL | ZONE | JCPL | 49388 | LEISUREV | 230 KV | BK 1 | LOAD
51295 | JCPL | ZONE | JCPL | 49390 | LEISUREV | 230 KV | BK 3 | LOAD
51295 | JCPL | ZONE | JCPL | 49391 | LEISUREV | 230 KV | BK 4 | LOAD
51295 | JCPL | ZONE | JCPL | 1292902199 | MANALAPA | 230 KV | BK1 | LOAD
51295 | JCPL | ZONE | JCPL | 1292902198 | MANALAPA | 230 KV | BK2 | LOAD
51295 | JCPL | ZONE | JCPL | 2156110131 | MANCHEST | 230 KV | T1_LOAD | LOAD
51295 | JCPL | ZONE | JCPL | 2156110132 | MANCHEST | 230 KV | T2_LOAD | LOAD
51295 | JCPL | ZONE | JCPL | 49394 | MANITOU | 230 KV | BK 5 | LOAD
51295 | JCPL | ZONE | JCPL | 49393 | MANITOU | 230 KV | BK 6 | LOAD
51295 | JCPL | ZONE | JCPL | 44460737 | MANITOU | 35 KV | BK 1 | LOAD
51295 | JCPL | ZONE | JCPL | 44460735 | MANITOU | 35 KV | BK 2 | LOAD
51295 | JCPL | ZONE | JCPL | 44460733 | MANITOU | 35 KV | BK 7 | LOAD
51295 | JCPL | ZONE | JCPL | 49342 | MERRILCR | 115 KV | 1 TX 1 | LOAD
51295 | JCPL | ZONE | JCPL | 48933935 | MONTVILL | 230 KV | T3A | LOAD
51295 | JCPL | ZONE | JCPL | 48933937 | MONTVILL | 230 KV | T3B | LOAD
51295 | JCPL | ZONE | JCPL | 205518 | MONTVILL | 35 KV | LOAD1 | LOAD
51295 | JCPL | ZONE | JCPL | 44460715 | MONTVILL | 35 KV | LOAD2 | LOAD
51295 | JCPL | ZONE | JCPL | 1439640176 | MORRISPA | 35 KV | BK 1 | LOAD
51295 | JCPL | ZONE | JCPL | 1123167523 | MORRISPA | 35 KV | BK 2 | LOAD
51295 | JCPL | ZONE | JCPL | 49347 | MORRISTO | 230 KV | BK 5 | LOAD
51295 | JCPL | ZONE | JCPL | 49348 | MORRISTO | 230 KV | BK 6 | LOAD
51295 | JCPL | ZONE | JCPL | 49395 | NEJESCO | 230 KV | 1 TX | LOAD
51295 | JCPL | ZONE | JCPL | 49396 | NEJESCO | 230 KV | 2 TX | LOAD
51295 | JCPL | ZONE | JCPL | 49397 | NEJESCO | 230 KV | 3 TX | LOAD
51295 | JCPL | ZONE | JCPL | 1123167591 | NEWPROSP | 230 KV | BK1 | LOAD
51295 | JCPL | ZONE | JCPL | 1123167590 | NEWPROSP | 230 KV | TR2 | LOAD
51295 | JCPL | ZONE | JCPL | 106856749 | NEWTON | 34.5 KV | LOAD | LOAD
51295 | JCPL | ZONE | JCPL | 2156111251 | NEWTON | 34.5 KV | LOAD2 | LOAD
51295 | JCPL | ZONE | JCPL | 49399 | NJTABERD | 230 KV | UBE TX | LOAD
51295 | JCPL | ZONE | JCPL | 49398 | NJTABERD | 230 KV | UBW TX | LOAD
51295 | JCPL | ZONE | JCPL | 49401 | NJTREDBA | 230 KV | UBE TX | LOAD
51295 | JCPL | ZONE | JCPL | 49400 | NJTREDBA | 230 KV | UBW TX | LOAD
51295 | JCPL | ZONE | JCPL | 44460739 | OCEANVIE | 35 KV | BK 1 | LOAD
51295 | JCPL | ZONE | JCPL | 44460741 | OCEANVIE | 35 KV | BK 2 | LOAD
51295 | JCPL | ZONE | JCPL | 49404 | OYSTERCR | 230 KV | BK 7 | LOAD
51295 | JCPL | ZONE | JCPL | 49405 | OYSTERCR | 230 KV | BK 8 | LOAD
51295 | JCPL | ZONE | JCPL | 2156114754 | OYSTERCR | 230 KV | T11LD | LOAD
51295 | JCPL | ZONE | JCPL | 78711699 | PARLIN | 230 KV | LOAD1 | LOAD
51295 | JCPL | ZONE | JCPL | 1305117506 | PARLIN | 230 KV | SS LOAD | LOAD
51295 | JCPL | ZONE | JCPL | 2156111253 | PEQUESTR | 34 KV | LOAD1 | LOAD
51295 | JCPL | ZONE | JCPL | 2156111252 | PEQUESTR | 34 KV | LOAD2 | LOAD
51295 | JCPL | ZONE | JCPL | 87901501 | POHATCON | 34.5 KV | LDPO | LOAD
51295 | JCPL | ZONE | JCPL | 205519 | READINGT | 35 KV | LOAD1 | LOAD
51295 | JCPL | ZONE | JCPL | 49406 | REDBAJCT | 230 KV | BK 1 | LOAD
51295 | JCPL | ZONE | JCPL | 49407 | REDBAJCT | 230 KV | BK 2 | LOAD
51295 | JCPL | ZONE | JCPL | 49408 | REDBAJCT | 230 KV | BK 7 | LOAD
51295 | JCPL | ZONE | JCPL | 49409 | REDBAJCT | 230 KV | BK 8 | LOAD
51295 | JCPL | ZONE | JCPL | 1183219540 | ROCKTOWN | 35 KV | LOAD1 | LOAD
51295 | JCPL | ZONE | JCPL | 112586143 | SAYRECON | 230 KV | DCLINELD | LOAD
51295 | JCPL | ZONE | JCPL | 49413 | SAYREVIL | 115 KV | BK 14 | LOAD
51295 | JCPL | ZONE | JCPL | 49412 | SAYREVIL | 115 KV | BK 4 | LOAD
51295 | JCPL | ZONE | JCPL | 1084379762 | SAYREVIL | 115 KV | BK 7 | LOAD
51295 | JCPL | ZONE | JCPL | 205522 | SMITHBUR | 35 KV | LOAD1 | LOAD
51295 | JCPL | ZONE | JCPL | 1097721847 | SRIVER | 230 KV | LOAD1 | LOAD
51295 | JCPL | ZONE | JCPL | 1097721848 | SRIVER | 230 KV | LOAD2 | LOAD
51295 | JCPL | ZONE | JCPL | 49356 | STON JC | 115 KV | BK 2 | LOAD
51295 | JCPL | ZONE | JCPL | 49357 | STON JC | 230 KV | BK 1 | LOAD
51295 | JCPL | ZONE | JCPL | 49359 | SUMM JC | 230 KV | TE TX | LOAD
51295 | JCPL | ZONE | JCPL | 49358 | SUMM JC | 230 KV | TW TX | LOAD
51295 | JCPL | ZONE | JCPL | 1218901591 | TAYLORLN | 230 KV | T1 | LOAD
51295 | JCPL | ZONE | JCPL | 98369885 | TEWKSBRY | 230 KV | TR-1 | LOAD
51295 | JCPL | ZONE | JCPL | 49361 | TRAYNOR | 230 KV | BK 11 | LOAD
51295 | JCPL | ZONE | JCPL | 49360 | TRAYNOR | 230 KV | BK 12 | LOAD
51295 | JCPL | ZONE | JCPL | 49362 | TRAYNOR | 230 KV | BK 13 | LOAD
51295 | JCPL | ZONE | JCPL | 49363 | TRAYNOR | 230 KV | BK 14 | LOAD
51295 | JCPL | ZONE | JCPL | 49365 | VERNON | 115 KV | BK 1 | LOAD
51295 | JCPL | ZONE | JCPL | 49364 | VERNON | 115 KV | BK 4 | LOAD
51295 | JCPL | ZONE | JCPL | 49415 | WERNER | 115 KV | BK 12 | LOAD
51295 | JCPL | ZONE | JCPL | 2156112773 | WERNER | 115 KV | TR14LOAD | LOAD
51295 | JCPL | ZONE | JCPL | 49366 | WHIPPANY | 230 KV | BK 7 | LOAD
51295 | JCPL | ZONE | JCPL | 49367 | WHIPPANY | 230 KV | BK 8 | LOAD
51295 | JCPL | ZONE | JCPL | 44460743 | WHITINGS | 35 KV | BANK4 | LOAD
51295 | JCPL | ZONE | JCPL | 44460745 | WHITINGS | 35 KV | BANK5 | LOAD
51295 | JCPL | ZONE | JCPL | 53048689 | WILL JC | 230 KV | LOAD | LOAD
51295 | JCPL | ZONE | JCPL | 44460747 | WIND JC | 35 KV | BANK1 | LOAD
51295 | JCPL | ZONE | JCPL | 44460749 | WIND JC | 35 KV | BANK3 | LOAD
51295 | JCPL | ZONE | JCPL | 1218901593 | WOODBRDG | 18 KV | SS-1A LD | LOAD
51295 | JCPL | ZONE | JCPL | 1218901594 | WOODBRDG | 18 KV | SS-1B LD | LOAD
51295 | JCPL | ZONE | JCPL | 2156113927 | WWHARTON | 34 KV | LD1_2 | LOAD
51295 | JCPL | ZONE | JCPL | 31020607 | WWHARTON | 34 KV | LOAD4 | LOAD
51295 | JCPL | ZONE | JCPL | 1107278108 | WYCKOFF | 115 KV | BANK3 | LOAD
51296 | METED | ZONE | METED | 1292902414 | ADAMSTWN | 69 KV | BK2 LD | LOAD
51296 | METED | ZONE | METED | 1183219735 | ALCOAME | 69 KV | ALCOA1 | LOAD
51296 | METED | ZONE | METED | 1183219736 | ALCOAME | 69 KV | ALCOA2 | LOAD
51296 | METED | ZONE | METED | 49419 | ALLEN | 115 KV | LD1 | LOAD
51296 | METED | ZONE | METED | 1292902409 | ALTN CMT | 69 KV | LEHI CMT | LOAD
51296 | METED | ZONE | METED | 2156113644 | AMDEASTN | 115 KV | CUSTLD | LOAD
51296 | METED | ZONE | METED | 49420 | BAIR | 115 KV | 1 BANK | LOAD
51296 | METED | ZONE | METED | 1292902416 | BALDY | 69 KV | BK1 LD | LOAD
51296 | METED | ZONE | METED | 1292902415 | BALDY | 69 KV | KTZTWNLD | LOAD
51296 | METED | ZONE | METED | 1305117730 | BARTO | 69 KV | BK 1 LD | LOAD
51296 | METED | ZONE | METED | 44460751 | BELFAST | 115 KV | 2 BANK | LOAD
51296 | METED | ZONE | METED | 49422 | BELFAST | 115 KV | 3 BANK | LOAD
51296 | METED | ZONE | METED | 2155501851 | BERKLYFE | 69 KV | BRKLY_LD | LOAD
51296 | METED | ZONE | METED | 1292902377 | BERN CH | 69 KV | TR2 LD | LOAD
51296 | METED | ZONE | METED | 1292902402 | BERNVILL | 69 KV | TR1 LD | LOAD
51296 | METED | ZONE | METED | 1292902401 | BERNVILL | 69 KV | TR2 LD | LOAD
51296 | METED | ZONE | METED | 1552825943 | BIRDBORO | 23 KV | AUX1 | LOAD
51296 | METED | ZONE | METED | 1552825942 | BIRDBORO | 23 KV | AUX2 | LOAD
51296 | METED | ZONE | METED | 1305117729 | BRDB ALY | 69 KV | BK 1 LD | LOAD
51296 | METED | ZONE | METED | 1305117726 | BRDSBORO | 69 KV | BK 1 LD | LOAD
51296 | METED | ZONE | METED | 1305117725 | BRDSBORO | 69 KV | BK 4 LD | LOAD
51296 | METED | ZONE | METED | 1292902406 | CAR TECH | 69 KV | BK1 LD | LOAD
51296 | METED | ZONE | METED | 1292902403 | CAR TECH | 69 KV | BK2 LD | LOAD
51296 | METED | ZONE | METED | 1292902405 | CAR TECH | 69 KV | BK3 LD | LOAD
51296 | METED | ZONE | METED | 1292902404 | CAR TECH | 69 KV | BK4 LD | LOAD
51296 | METED | ZONE | METED | 1292902420 | CARSONIA | 69 KV | BK3 LD | LOAD
51296 | METED | ZONE | METED | 1292902419 | CARSONIA | 69 KV | BK5 LD | LOAD
51296 | METED | ZONE | METED | 49424 | CLY | 115 KV | LD1 | LOAD
51296 | METED | ZONE | METED | 1292902378 | CMBG LEE | 69 KV | CMBG LD | LOAD
51296 | METED | ZONE | METED | 1183219728 | CMPBLTWN | 69 KV | CMBLTWN | LOAD
51296 | METED | ZONE | METED | 2156111386 | CMPBLTWN | 69 KV | HERSHEYB | LOAD
51296 | METED | ZONE | METED | 1183219727 | CMPBLTWN | 69 KV | MILLARDS | LOAD
51296 | METED | ZONE | METED | 1183219726 | CMPBLTWN | 69 KV | SWATHILL | LOAD
51296 | METED | ZONE | METED | 1305117724 | CNTYLINE | 69 KV | BK1 LD | LOAD
51296 | METED | ZONE | METED | 1305117723 | CNTYLINE | 69 KV | CABOT LD | LOAD
51296 | METED | ZONE | METED | 49425 | COLLINS | 115 KV | LD1 | LOAD
51296 | METED | ZONE | METED | 49426 | CROSSROA | 115 KV | 1 BANK | LOAD
51296 | METED | ZONE | METED | 49427 | DILLSBUR | 115 KV | LD1 | LOAD
51296 | METED | ZONE | METED | 5020983 | DILLSBUR | 115 KV | LD2 | LOAD
51296 | METED | ZONE | METED | 1292902417 | E TOPTON | 69 KV | BK1 LD | LOAD
51296 | METED | ZONE | METED | 1292902418 | E TOPTON | 69 KV | BK2 LD | LOAD
51296 | METED | ZONE | METED | 2156113275 | EISENHOW | 115 KV | T9_LOAD | LOAD
51296 | METED | ZONE | METED | 1292902421 | EPENNMFG | 69 KV | EPENN1LD | LOAD
51296 | METED | ZONE | METED | 1292902422 | EPENNMFG | 69 KV | EPENN2LD | LOAD
51296 | METED | ZONE | METED | 76427689 | ES3CONEW | 115 KV | TR1 | LOAD
51296 | METED | ZONE | METED | 205525 | FAIRVWME | 115 KV | 1 BANK | LOAD
51296 | METED | ZONE | METED | 44460753 | FAIRVWME | 115 KV | 2 BANK | LOAD
51296 | METED | ZONE | METED | 1292902388 | FLYHILLS | 69 KV | BK1 LD | LOAD
51296 | METED | ZONE | METED | 1292902389 | FLYHILLS | 69 KV | BK2 LD | LOAD
51296 | METED | ZONE | METED | 49428 | FOXHILL | 230 KV | 1BANK | LOAD
51296 | METED | ZONE | METED | 78711701 | FOXHILL | 230 KV | 2BANK | LOAD
51296 | METED | ZONE | METED | 2156112528 | FREDRCKB | 69 KV | BELLEVAN | LOAD
51296 | METED | ZONE | METED | 1183219740 | FREDRCKB | 69 KV | FREDRCKB | LOAD
51296 | METED | ZONE | METED | 1183219742 | FREDRCKB | 69 KV | FRYSTOWN | LOAD
51296 | METED | ZONE | METED | 1183219741 | FREDRCKB | 69 KV | LICKDALE | LOAD
51296 | METED | ZONE | METED | 1292902394 | FRIEDENB | 69 KV | EPENN2LD | LOAD
51296 | METED | ZONE | METED | 44460755 | GARDNERS | 115 KV | 1 BANK | LOAD
51296 | METED | ZONE | METED | 93116 | GARDNERS | 115 KV | 3BANK | LOAD
51296 | METED | ZONE | METED | 49431 | GERMANTO | 115 KV | 2B42 | LOAD
51296 | METED | ZONE | METED | 205526 | GITTSRUN | 115 KV | 2 BANK | LOAD
51296 | METED | ZONE | METED | 205527 | GITTSRUN | 115 KV | 3 BANK | LOAD
51296 | METED | ZONE | METED | 44460757 | GLADES | 115 KV | 1 BANK | LOAD
51296 | METED | ZONE | METED | 44460759 | GLADES | 115 KV | 2 BANK | LOAD
51296 | METED | ZONE | METED | 119117433 | GLENDON | 34.5 KV | 1 BANK | LOAD
51296 | METED | ZONE | METED | 119117435 | GLENDON | 34.5 KV | 2 BANK | LOAD
51296 | METED | ZONE | METED | 1292902398 | GLENSIDE | 69 KV | BK1 LD | LOAD
51296 | METED | ZONE | METED | 1292902399 | GLENSIDE | 69 KV | BK2 LD | LOAD
51296 | METED | ZONE | METED | 61482201 | GRANTLEY | 69 KV | GRANTLEY | LOAD
51296 | METED | ZONE | METED | 61482199 | GRANTLEY | 69 KV | YORK | LOAD
51296 | METED | ZONE | METED | 49434 | HAMILTON | 115 KV | 1 BANK | LOAD
51296 | METED | ZONE | METED | 49435 | HAMILTON | 115 KV | 2 BANK | LOAD
51296 | METED | ZONE | METED | 49436 | HARLEY D | 115 KV | 1 BANK | LOAD
51296 | METED | ZONE | METED | 45565801 | HARLEY D | 115 KV | 2 BANK | LOAD
51296 | METED | ZONE | METED | 44460761 | HILL | 115 KV | 2 BANK | LOAD
51296 | METED | ZONE | METED | 44460763 | HILL | 115 KV | 3 BANK | LOAD
51296 | METED | ZONE | METED | 61482207 | HOKES | 69 KV | #1B-13 | LOAD
51296 | METED | ZONE | METED | 61482205 | HOKES | 69 KV | #4B-13 | LOAD
51296 | METED | ZONE | METED | 61482203 | HOKES | 69 KV | LEHIPORT | LOAD
51296 | METED | ZONE | METED | 1183219744 | HRSHYTAP | 69 KV | MILL ST | LOAD
51296 | METED | ZONE | METED | 1666098599 | HUFFCHUR | 69 KV | BK1 | LOAD
51296 | METED | ZONE | METED | 78711703 | HUNTERST | 18 KV | SS1 | LOAD
51296 | METED | ZONE | METED | 78711705 | HUNTERST | 18 KV | SS2 | LOAD
51296 | METED | ZONE | METED | 1047953 | IRONWOOD | 230 KV | RUNBACK | LOAD
51296 | METED | ZONE | METED | 49439 | JACK ME | 115 KV | 1B BAN | LOAD
51296 | METED | ZONE | METED | 49440 | JEBAKER | 115 KV | 1 BANK | LOAD
51296 | METED | ZONE | METED | 1356149122 | JOHNSONC | 115 KV | JOHNSON | LOAD
51296 | METED | ZONE | METED | 2156113551 | KLECKNER | 230 KV | T3LD | LOAD
51296 | METED | ZONE | METED | 1292902381 | LEESPORT | 69 KV | BK 3 LD | LOAD
51296 | METED | ZONE | METED | 1292902380 | LEESPORT | 69 KV | BK 4 LD | LOAD
51296 | METED | ZONE | METED | 49441 | LINCOLN | 115 KV | 1 BANK | LOAD
51296 | METED | ZONE | METED | 49442 | LINCOLN | 115 KV | 2 BANK | LOAD
51296 | METED | ZONE | METED | 1075443271 | LINCOLN | 115 KV | BK3 | LOAD
51296 | METED | ZONE | METED | 2156113413 | LINCOLN | 115 KV | MOB12_LD | LOAD
51296 | METED | ZONE | METED | 1292902408 | LINCPARK | 69 KV | BK1 LD | LOAD
51296 | METED | ZONE | METED | 1292902407 | LINCPARK | 69 KV | BK2 LD | LOAD
51296 | METED | ZONE | METED | 2156114984 | LOCUSTPR | 115 KV | LOAD1 | LOAD
51296 | METED | ZONE | METED | 1305117732 | LORANE | 69 KV | BK 1 LD | LOAD
51296 | METED | ZONE | METED | 1305117731 | LORANE | 69 KV | BK 2 LD | LOAD
51296 | METED | ZONE | METED | 1292902391 | LUCENTME | 69 KV | BK1 LD | LOAD
51296 | METED | ZONE | METED | 1292902393 | LUCENTME | 69 KV | BK2 LD | LOAD
51296 | METED | ZONE | METED | 1292902392 | LUCENTME | 69 KV | BK3 LD | LOAD
51296 | METED | ZONE | METED | 1292902390 | LUCENTME | 69 KV | BK4 LD | LOAD
51296 | METED | ZONE | METED | 1292902424 | LYNNVILE | 69 KV | BK 1 LD | LOAD
51296 | METED | ZONE | METED | 1292902423 | LYNNVILE | 69 KV | BK 3 LD | LOAD
51296 | METED | ZONE | METED | 1292902285 | LYONS | 69 KV | BK 1 LD | LOAD
51296 | METED | ZONE | METED | 1292902286 | LYONS | 69 KV | STSER LD | LOAD
51296 | METED | ZONE | METED | 2156114016 | MAXATAWN | 69 KV | MAXATALD | LOAD
51296 | METED | ZONE | METED | 1292902431 | MCKN GAP | 69 KV | BK1 LD | LOAD
51296 | METED | ZONE | METED | 1292902430 | MCKN GAP | 69 KV | EXIDE LD | LOAD
51296 | METED | ZONE | METED | 49444 | MENGES | 115 KV | 1B62 | LOAD
51296 | METED | ZONE | METED | 2156110432 | MIDDLJCT | 69 KV | PERDUELD | LOAD
51296 | METED | ZONE | METED | 1305117728 | MIDL CRK | 69 KV | TR 3 LD | LOAD
51296 | METED | ZONE | METED | 1292902383 | MOSELEM | 69 KV | BK 1 LD | LOAD
51296 | METED | ZONE | METED | 1292902384 | MOSELEM | 69 KV | BK 2 LD | LOAD
51296 | METED | ZONE | METED | 49448 | MOUN ME | 115 KV | 1B12 | LOAD
51296 | METED | ZONE | METED | 49447 | MOUN ME | 115 KV | 3B12 | LOAD
51296 | METED | ZONE | METED | 49449 | MTROSE | 115 KV | 1 BANK | LOAD
51296 | METED | ZONE | METED | 44460767 | MTROSE | 115 KV | 3 BANK | LOAD
51296 | METED | ZONE | METED | 1292902385 | MUHLBERG | 69 KV | BK1 LD | LOAD
51296 | METED | ZONE | METED | 1292902386 | MUHLBERG | 69 KV | BK2 LD | LOAD
51296 | METED | ZONE | METED | 1292902387 | MUHLBERG | 69 KV | BK5 LD | LOAD
51296 | METED | ZONE | METED | 2156111255 | MYERSTWN | 69 KV | BAYER_LD | LOAD
51296 | METED | ZONE | METED | 1183219745 | MYERSTWN | 69 KV | MYRSTN1 | LOAD
51296 | METED | ZONE | METED | 1183219746 | MYERSTWN | 69 KV | MYRSTN2 | LOAD
51296 | METED | ZONE | METED | 1047954 | NBANGOR | 35 KV | BUS4 LD | LOAD
51296 | METED | ZONE | METED | 1047955 | NBANGOR | 35 KV | BUS8 LD | LOAD
51296 | METED | ZONE | METED | 49450 | NEWBERRY | 115 KV | 1 BANK | LOAD
51296 | METED | ZONE | METED | 49451 | NEWBERRY | 115 KV | 2 BANK | LOAD
51296 | METED | ZONE | METED | 49456 | NHANOVER | 115 KV | 3 BANK | LOAD
51296 | METED | ZONE | METED | 49455 | NHANOVER | 115 KV | 4 BANK | LOAD
51296 | METED | ZONE | METED | 1368997384 | NHANOVER | 115 KV | TR1 | LOAD
51296 | METED | ZONE | METED | 1183219666 | NLEBNON | 69 KV | BK2 | LOAD
51296 | METED | ZONE | METED | 2156110806 | NLEBNON | 69 KV | BK41 | LOAD
51296 | METED | ZONE | METED | 49461 | NORTHWOO | 230 KV | 2 BANK | LOAD
51296 | METED | ZONE | METED | 49460 | NORTHWOO | 230 KV | 3 BANK | LOAD
51296 | METED | ZONE | METED | 1292902303 | NTEMPLE | 69 KV | BK 1 LD | LOAD
51296 | METED | ZONE | METED | 1292902304 | NTEMPLE | 69 KV | BK 2 LD | LOAD
51296 | METED | ZONE | METED | 83734263 | NVRSINK | 13.8 KV | LOAD1 | LOAD
51296 | METED | ZONE | METED | 83734265 | NVRSINK | 13.8 KV | LOAD2 | LOAD
51296 | METED | ZONE | METED | 1183219743 | OLMSTED | 69 KV | OLMSTED | LOAD
51296 | METED | ZONE | METED | 2156111254 | OLMSTED | 69 KV | WOODSTLD | LOAD
51296 | METED | ZONE | METED | 1047956 | ORRTANNA | 115 KV | ADAMS LD | LOAD
51296 | METED | ZONE | METED | 49463 | ORRTANNA | 115 KV | LD1 | LOAD
51296 | METED | ZONE | METED | 1292902411 | OUTER ST | 69 KV | BK1 LD | LOAD
51296 | METED | ZONE | METED | 1292902410 | OUTER ST | 69 KV | BK2 LD | LOAD
51296 | METED | ZONE | METED | 49464 | OXFORD | 115 KV | 1 BANK | LOAD
51296 | METED | ZONE | METED | 1305117727 | PAINT SK | 69 KV | BK 1 LD | LOAD
51296 | METED | ZONE | METED | 2156114396 | PANTHER | 69 KV | CRYPTOLD | LOAD
51296 | METED | ZONE | METED | 2156111387 | PEACHST | 69 KV | PEACHLD | LOAD
51296 | METED | ZONE | METED | 2156114996 | PHGLATFE | 13.8 KV | AUX_LD | LOAD
51296 | METED | ZONE | METED | 1305117722 | PINELANE | 69 KV | BK 1 LD | LOAD
51296 | METED | ZONE | METED | 1305117721 | PINELANE | 69 KV | BK 2 LD | LOAD
51296 | METED | ZONE | METED | 44460777 | PLVL ME | 115 KV | 1BANK | LOAD
51296 | METED | ZONE | METED | 1047957 | PLVL ME | 115 KV | 2BANK | LOAD
51296 | METED | ZONE | METED | 1047958 | PLVL ME | 115 KV | 4BANK | LOAD
51296 | METED | ZONE | METED | 49467 | PPGI | 115 KV | LD1 | LOAD
51296 | METED | ZONE | METED | 49468 | PPGI | 115 KV | LD2 | LOAD
51296 | METED | ZONE | METED | 1097721929 | PROSPEME | 115 KV | LD1 | LOAD
51296 | METED | ZONE | METED | 49469 | QUEEN ST | 115 KV | 2 BANK | LOAD
51296 | METED | ZONE | METED | 32947099 | RAINTREE | 115 KV | LOAD1 | LOAD
51296 | METED | ZONE | METED | 2156109532 | RAINTREE | 115 KV | LOAD2 | LOAD
51296 | METED | ZONE | METED | 2041947140 | REHRSBRG | 69 KV | T1 | LOAD
51296 | METED | ZONE | METED | 1292902426 | RIVRVWME | 69 KV | BK1 LD | LOAD
51296 | METED | ZONE | METED | 1292902427 | RIVRVWME | 69 KV | BK2 LD | LOAD
51296 | METED | ZONE | METED | 1305117718 | RNGROCKS | 69 KV | TR 1 LD | LOAD
51296 | METED | ZONE | METED | 1292902412 | ROSEDLME | 69 KV | BK1 LD | LOAD
51296 | METED | ZONE | METED | 1292902413 | ROSEDLME | 69 KV | BK4 LD | LOAD
51296 | METED | ZONE | METED | 49471 | ROUNDTOP | 115 KV | 1B71 | LOAD
51296 | METED | ZONE | METED | 49470 | ROUNDTOP | 115 KV | 1B72 | LOAD
51296 | METED | ZONE | METED | 2155501850 | ROYAL_G | 69 KV | RYL_G_LD | LOAD
51296 | METED | ZONE | METED | 1292902395 | S HAMBRG | 69 KV | BK 1 LD | LOAD
51296 | METED | ZONE | METED | 1292902396 | S HAMBRG | 69 KV | BK 2 LD | LOAD
51296 | METED | ZONE | METED | 1292902397 | S HAMBRG | 69 KV | BK 4 LD | LOAD
51296 | METED | ZONE | METED | 44460779 | SHAWNEE | 34 KV | 2 BANK | LOAD
51296 | METED | ZONE | METED | 44460781 | SHAWNEE | 34 KV | 3 BANK | LOAD
51296 | METED | ZONE | METED | 76427691 | SHAWNEE | 34 KV | 4 BANK | LOAD
51296 | METED | ZONE | METED | 1183219691 | SLEBANON | 69 KV | BK5 | LOAD
51296 | METED | ZONE | METED | 1183219690 | SLEBANON | 69 KV | BK7 | LOAD
51296 | METED | ZONE | METED | 49477 | SMITHST | 115 KV | LD2 | LOAD
51296 | METED | ZONE | METED | 49478 | SMITHST | 115 KV | LD3 | LOAD
51296 | METED | ZONE | METED | 1292902429 | SPG VAL | 69 KV | BK1 LD | LOAD
51296 | METED | ZONE | METED | 1292902428 | SPG VAL | 69 KV | MG INDLD | LOAD
51296 | METED | ZONE | METED | 41935395 | SPRINGWO | 115 KV | LOAD1 | LOAD
51296 | METED | ZONE | METED | 49479 | SREADING | 69 KV | LD1 | LOAD
51296 | METED | ZONE | METED | 49480 | SREADING | 69 KV | LD2 | LOAD
51296 | METED | ZONE | METED | 1356149004 | SREADING | 69 KV | SS | LOAD
51296 | METED | ZONE | METED | 1292902400 | STATEST | 69 KV | TR1 LD | LOAD
51296 | METED | ZONE | METED | 1388599193 | STOUCHBG | 69 KV | T1 | LOAD
51296 | METED | ZONE | METED | 49481 | STRABAN | 115 KV | 1 BANK | LOAD
51296 | METED | ZONE | METED | 49482 | TAXVILLE | 115 KV | 1 BANK | LOAD
51296 | METED | ZONE | METED | 49483 | TAXVILLE | 115 KV | 3 BANK | LOAD
51296 | METED | ZONE | METED | 57967515 | TEXSEAST | 115 KV | TEXSEAST | LOAD
51296 | METED | ZONE | METED | 1183219733 | THRD GRN | 69 KV | FTH GRN | LOAD
51296 | METED | ZONE | METED | 1183219734 | THRD GRN | 69 KV | THRD GRN | LOAD
51296 | METED | ZONE | METED | 49484 | TMI | 230 KV | LD1 | LOAD
51296 | METED | ZONE | METED | 49486 | TMI | 230 KV | LD3 | LOAD
51296 | METED | ZONE | METED | 49487 | TOLNA | 115 KV | 1B02 | LOAD
51296 | METED | ZONE | METED | 49488 | TOLNA | 115 KV | 3B02 | LOAD
51296 | METED | ZONE | METED | 1183219737 | TURFCLUB | 69 KV | GRNTVLE | LOAD
51296 | METED | ZONE | METED | 1183219738 | TURFCLUB | 69 KV | INDTNGAP | LOAD
51296 | METED | ZONE | METED | 1183219739 | TURFCLUB | 69 KV | TURFCLUB | LOAD
51296 | METED | ZONE | METED | 2156114254 | VANREED | 69 KV | T1LD | LOAD
51296 | METED | ZONE | METED | 49489 | VIOLET H | 115 KV | 4 BANK | LOAD
51296 | METED | ZONE | METED | 61482211 | VIOLET H | 69 KV | BK_1 | LOAD
51296 | METED | ZONE | METED | 61482209 | VIOLET H | 69 KV | BK_2 | LOAD
51296 | METED | ZONE | METED | 1305117719 | W BOYTWN | 69 KV | BK 1 LD | LOAD
51296 | METED | ZONE | METED | 1305117720 | W BOYTWN | 69 KV | BK 2 LD | LOAD
51296 | METED | ZONE | METED | 1292902425 | WESNBERG | 69 KV | BK1 LD | LOAD
51296 | METED | ZONE | METED | 44460787 | WESTGATE | 115 KV | 1 BANK | LOAD
51296 | METED | ZONE | METED | 44460789 | WESTGATE | 115 KV | 2 BANK | LOAD
51296 | METED | ZONE | METED | 44460791 | WHELLAM | 115 KV | 1 BANK | LOAD
51296 | METED | ZONE | METED | 44460793 | WHITEFOR | 115 KV | 1 BANK | LOAD
51296 | METED | ZONE | METED | 44460795 | WHITEFOR | 115 KV | 2 BANK | LOAD
51296 | METED | ZONE | METED | 1356149123 | WILLOWDR | 230 KV | SUNOCO | LOAD
51296 | METED | ZONE | METED | 49494 | WIND ME | 115 KV | 3 BANK | LOAD
51296 | METED | ZONE | METED | 49495 | WIND ME | 115 KV | 4 BANK | LOAD
51296 | METED | ZONE | METED | 1183219732 | WLEB | 69 KV | ANNVILLE | LOAD
51296 | METED | ZONE | METED | 1183219729 | WLEB | 69 KV | BRDSTCRN | LOAD
51296 | METED | ZONE | METED | 1183219731 | WLEB | 69 KV | CLEONA | LOAD
51296 | METED | ZONE | METED | 1183219730 | WLEB | 69 KV | WLEB | LOAD
51296 | METED | ZONE | METED | 83734271 | WREADING | 69 KV | BK5_LD | LOAD
51296 | METED | ZONE | METED | 83734267 | WREADING | 69 KV | BK7_LD | LOAD
51296 | METED | ZONE | METED | 83734269 | WREADING | 69 KV | BK8_LD | LOAD
51296 | METED | ZONE | METED | 2156109886 | WSHORE2 | 69 KV | T1LOAD | LOAD
51296 | METED | ZONE | METED | 49496 | YOE | 115 KV | 2 BANK | LOAD
51296 | METED | ZONE | METED | 49497 | YORKANA | 13 KV | LOAD | LOAD
51296 | METED | ZONE | METED | 49498 | ZIONSVIE | 115 KV | 1B12 | LOAD
51296 | METED | ZONE | METED | 49499 | ZIONSVIE | 115 KV | 2B12 | LOAD
1709725933 | OVEC | ZONE | OVEC | 2156109330 | DOEX530 | 13.8 KV | LOAD | LOAD
1709725933 | OVEC | ZONE | OVEC | 2156112119 | DOEX555 | 12 KV | T1 | LOAD
1709725933 | OVEC | ZONE | OVEC | 2156111999 | DOEX555 | 12 KV | T2 | LOAD
51297 | PECO | ZONE | PECO | 1047910 | AMTRAK | 69 KV | LOAD1 | LOAD
51297 | PECO | ZONE | PECO | 1047911 | AMTRAK | 69 KV | LOAD2 | LOAD
51297 | PECO | ZONE | PECO | 48819 | ANGORA | 13 KV | 1BUS | LOAD
51297 | PECO | ZONE | PECO | 48820 | ANGORA | 13 KV | 2BUS | LOAD
51297 | PECO | ZONE | PECO | 48821 | BALA | 13 KV | LD1 | LOAD
51297 | PECO | ZONE | PECO | 48822 | BALA | 13 KV | LD2 | LOAD
51297 | PECO | ZONE | PECO | 48823 | BARBADOS | 35 KV | ABU2 | LOAD
51297 | PECO | ZONE | PECO | 48824 | BARBADOS | 35 KV | ABU8 | LOAD
51297 | PECO | ZONE | PECO | 57967463 | BETHYJCT | 35 KV | LOAD1 | LOAD
51297 | PECO | ZONE | PECO | 1047912 | BETZWOOD | 230 KV | LOAD1 | LOAD
51297 | PECO | ZONE | PECO | 63381143 | BETZWOOD | 230 KV | LOAD2 | LOAD
51297 | PECO | ZONE | PECO | 659700 | BLUEGRAS | 13 KV | 1BUS | LOAD
51297 | PECO | ZONE | PECO | 659701 | BLUEGRAS | 13 KV | 2BUS | LOAD
51297 | PECO | ZONE | PECO | 659702 | BLUEGRAS | 13 KV | 3BUS | LOAD
51297 | PECO | ZONE | PECO | 659703 | BLUEGRAS | 13 KV | 4BUS | LOAD
51297 | PECO | ZONE | PECO | 659704 | BLUEGRAS | 13 KV | 5BUS | LOAD
51297 | PECO | ZONE | PECO | 659705 | BLUEGRAS | 13 KV | 6BUS | LOAD
51297 | PECO | ZONE | PECO | 48833 | BRADFORD | 230 KV | CTVS1 | LOAD
51297 | PECO | ZONE | PECO | 48832 | BRADFORD | 35 KV | KBUS | LOAD
51297 | PECO | ZONE | PECO | 76427687 | BRADFORD | 35 KV | KBUS2 | LOAD
51297 | PECO | ZONE | PECO | 205507 | BRYNMAWR | 13 KV | 19BUS | LOAD
51297 | PECO | ZONE | PECO | 205508 | BRYNMAWR | 13 KV | 20BUS | LOAD
51297 | PECO | ZONE | PECO | 57967465 | BRYNMAWR | 35 KV | 2BUS | LOAD
51297 | PECO | ZONE | PECO | 48840 | BUCKINGH | 35 KV | 2 TR | LOAD
51297 | PECO | ZONE | PECO | 48841 | BUCKINGH | 35 KV | 3 TR | LOAD
51297 | PECO | ZONE | PECO | 48842 | BUCKINGH | 35 KV | 4 TR | LOAD
51297 | PECO | ZONE | PECO | 48843 | BUCKINGH | 35 KV | 5 TR | LOAD
51297 | PECO | ZONE | PECO | 89888 | BURHOLME | 13 KV | LOAD1 | LOAD
51297 | PECO | ZONE | PECO | 89889 | BURHOLME | 13 KV | LOAD2 | LOAD
51297 | PECO | ZONE | PECO | 89890 | BURHOLME | 13 KV | LOAD3 | LOAD
51297 | PECO | ZONE | PECO | 48848 | BYBERRY | 13 KV | 1BUS | LOAD
51297 | PECO | ZONE | PECO | 48847 | BYBERRY | 13 KV | 21BUS | LOAD
51297 | PECO | ZONE | PECO | 48849 | BYBERRY | 13 KV | 7BUS | LOAD
51297 | PECO | ZONE | PECO | 48850 | BYBERRY | 13 KV | 9BUS | LOAD
51297 | PECO | ZONE | PECO | 48851 | BYBERRY | 35 KV | KBUS | LOAD
51297 | PECO | ZONE | PECO | 48852 | CALLOWHI | 13 KV | 1BUS | LOAD
51297 | PECO | ZONE | PECO | 659706 | CALLOWHI | 13 KV | 2BUS | LOAD
51297 | PECO | ZONE | PECO | 659707 | CALLOWHI | 13 KV | 3BUS | LOAD
51297 | PECO | ZONE | PECO | 48853 | CALLOWHI | 13 KV | 4BUS | LOAD
51297 | PECO | ZONE | PECO | 659708 | CALLOWHI | 13 KV | 5BUS | LOAD
51297 | PECO | ZONE | PECO | 659709 | CALLOWHI | 13 KV | 6BUS | LOAD
51297 | PECO | ZONE | PECO | 48854 | CALLOWHI | 13 KV | 7BUS | LOAD
51297 | PECO | ZONE | PECO | 659710 | CALLOWHI | 13 KV | 8BUS | LOAD
51297 | PECO | ZONE | PECO | 659711 | CALLOWHI | 13 KV | 9BUS | LOAD
51297 | PECO | ZONE | PECO | 659712 | CEDARBRO | 13 KV | BU12 | LOAD
51297 | PECO | ZONE | PECO | 48856 | CEDARBRO | 13 KV | NBU1 | LOAD
51297 | PECO | ZONE | PECO | 48857 | CEDARBRO | 13 KV | NBU2 | LOAD
51297 | PECO | ZONE | PECO | 48855 | CEDARBRO | 13 KV | NBU3 | LOAD
51297 | PECO | ZONE | PECO | 48858 | CEDARBRO | 13 KV | NBU4 | LOAD
51297 | PECO | ZONE | PECO | 510391 | CHESTER | 13 KV | LOAD3 | LOAD
51297 | PECO | ZONE | PECO | 510392 | CHESTER | 69 KV | LOAD1 | LOAD
51297 | PECO | ZONE | PECO | 510393 | CHESTER | 69 KV | LOAD2 | LOAD
51297 | PECO | ZONE | PECO | 48862 | CHICHEST | 230 KV | DBU1 | LOAD
51297 | PECO | ZONE | PECO | 48863 | CHICHEST | 230 KV | DBU2 | LOAD
51297 | PECO | ZONE | PECO | 93115 | CHINA | 230 KV | 1TR | LOAD
51297 | PECO | ZONE | PECO | 2156110795 | CIVIC | 69 KV | TR8 | LOAD
51297 | PECO | ZONE | PECO | 2156110794 | CIVIC | 69 KV | TR9 | LOAD
51297 | PECO | ZONE | PECO | 1123166712 | CLAY PE | 35 KV | T1 | LOAD
51297 | PECO | ZONE | PECO | 1123166713 | CLAY PE | 35 KV | T2 | LOAD
51297 | PECO | ZONE | PECO | 2156112464 | CLIFTOPE | 35 KV | 15_LOAD | LOAD
51297 | PECO | ZONE | PECO | 2156112357 | CLIFTOPE | 35 KV | 236_LOAD | LOAD
51297 | PECO | ZONE | PECO | 48865 | COCHRNVL | 230 KV | 1TR | LOAD
51297 | PECO | ZONE | PECO | 2156111369 | COLWYN | 35 KV | 132 | LOAD
51297 | PECO | ZONE | PECO | 2156111370 | COLWYN | 35 KV | 133 | LOAD
51297 | PECO | ZONE | PECO | 57967467 | CONC PE | 35 KV | LOAD1 | LOAD
51297 | PECO | ZONE | PECO | 57967469 | CONC PE | 35 KV | LOAD2 | LOAD
51297 | PECO | ZONE | PECO | 32947079 | CONOWING | 13 KV | 2WLOAD | LOAD
51297 | PECO | ZONE | PECO | 32947081 | CONOWING | 13 KV | COPCOLD | LOAD
51297 | PECO | ZONE | PECO | 1379252280 | COOPERPE | 230 KV | T2 | LOAD
51297 | PECO | ZONE | PECO | 93353403 | COOPERPE | 34 KV | LOAD | LOAD
51297 | PECO | ZONE | PECO | 510394 | CRESCENT | 13 KV | LOAD1 | LOAD
51297 | PECO | ZONE | PECO | 510395 | CRESCENT | 13 KV | LOAD2 | LOAD
51297 | PECO | ZONE | PECO | 510396 | CRESCENT | 13 KV | LOAD3 | LOAD
51297 | PECO | ZONE | PECO | 48867 | CROMBY | 35 KV | 1BUS | LOAD
51297 | PECO | ZONE | PECO | 48870 | CROMBY | 35 KV | 2BUS | LOAD
51297 | PECO | ZONE | PECO | 48868 | CROMBY | 35 KV | 3BUS | LOAD
51297 | PECO | ZONE | PECO | 48873 | CROYDON | 13 KV | LD1 | LOAD
51297 | PECO | ZONE | PECO | 48874 | CROYDON | 13 KV | LD2 | LOAD
51297 | PECO | ZONE | PECO | 48880 | DALESVIL | 230 KV | 1TR | LOAD
51297 | PECO | ZONE | PECO | 48881 | DALESVIL | 230 KV | 2TR | LOAD
51297 | PECO | ZONE | PECO | 38367679 | DELCOTAP | 230 KV | DELC1 | LOAD
51297 | PECO | ZONE | PECO | 1348249605 | DLTAPLNT | 18 KV | TRA | LOAD
51297 | PECO | ZONE | PECO | 1348249604 | DLTAPLNT | 18 KV | TRB | LOAD
51297 | PECO | ZONE | PECO | 87901483 | DLTAPLNT | 4 KV | LOAD | LOAD
51297 | PECO | ZONE | PECO | 41935383 | EAGLE PE | 35 KV | LOAD1 | LOAD
51297 | PECO | ZONE | PECO | 41935385 | EAGLE PE | 35 KV | LOAD2 | LOAD
51297 | PECO | ZONE | PECO | 48885 | EDDINGTO | 13 KV | 4BUS | LOAD
51297 | PECO | ZONE | PECO | 48884 | EDDINGTO | 13 KV | 6BUS | LOAD
51297 | PECO | ZONE | PECO | 32947083 | EDDYSTON | 138 KV | 50XFMR | LOAD
51297 | PECO | ZONE | PECO | 32947085 | EDDYSTON | 138 KV | 70XFMR | LOAD
51297 | PECO | ZONE | PECO | 2156114087 | EDDYSTON | 230 KV | 30_AUX | LOAD
51297 | PECO | ZONE | PECO | 2156114165 | EDDYSTON | 230 KV | 40_AUX | LOAD
51297 | PECO | ZONE | PECO | 48886 | EDDYSTON | 69 KV | IBUS | LOAD
51297 | PECO | ZONE | PECO | 57967471 | ELKINJCT | 35 KV | LOAD1 | LOAD
51297 | PECO | ZONE | PECO | 659713 | ELMWOOD | 13 KV | 4BUS | LOAD
51297 | PECO | ZONE | PECO | 659714 | ELMWOOD | 13 KV | 5BUS | LOAD
51297 | PECO | ZONE | PECO | 659715 | ELMWOOD | 13 KV | 6BUS | LOAD
51297 | PECO | ZONE | PECO | 48894 | EMILIE | 13 KV | 131BUS | LOAD
51297 | PECO | ZONE | PECO | 48895 | EMILIE | 13 KV | 132BUS | LOAD
51297 | PECO | ZONE | PECO | 48896 | EMILIE | 35 KV | 1BUS | LOAD
51297 | PECO | ZONE | PECO | 48897 | EMILIE | 35 KV | 2BUS | LOAD
51297 | PECO | ZONE | PECO | 48899 | FALLS | 35 KV | BU12 | LOAD
51297 | PECO | ZONE | PECO | 48898 | FALLS | 35 KV | BU1K | LOAD
51297 | PECO | ZONE | PECO | 2156115098 | FARHILLS | 69 KV | AXTRLOAD | LOAD
51297 | PECO | ZONE | PECO | 2156115075 | FARHILLS | 69 KV | BXTRLOAD | LOAD
51297 | PECO | ZONE | PECO | 48900 | FLINT | 13 KV | 2BUS | LOAD
51297 | PECO | ZONE | PECO | 48901 | FLINT | 13 KV | 3BUS | LOAD
51297 | PECO | ZONE | PECO | 38367681 | FORDMILL | 230 KV | FORD1 | LOAD
51297 | PECO | ZONE | PECO | 38367683 | FORDMILL | 230 KV | FORD2 | LOAD
51297 | PECO | ZONE | PECO | 48902 | FOULK | 13 KV | NBU1 | LOAD
51297 | PECO | ZONE | PECO | 48903 | FOULK | 13 KV | NBU2 | LOAD
51297 | PECO | ZONE | PECO | 48904 | FOXCHASE | 13 KV | NBU4 | LOAD
51297 | PECO | ZONE | PECO | 659716 | FOXCHASE | 13 KV | NBU5 | LOAD
51297 | PECO | ZONE | PECO | 48905 | FOXCHASE | 13 KV | NBU6 | LOAD
51297 | PECO | ZONE | PECO | 48907 | GOSHEN | 35 KV | BUS1 | LOAD
51297 | PECO | ZONE | PECO | 48908 | GOSHEN | 35 KV | BUS2 | LOAD
51297 | PECO | ZONE | PECO | 74008591 | GOSHEN | 35 KV | BUS3 | LOAD
51297 | PECO | ZONE | PECO | 48912 | GRAYFR_1 | 13 KV | AUX | LOAD
51297 | PECO | ZONE | PECO | 205510 | GRAYSFER | 13 KV | LOAD1 | LOAD
51297 | PECO | ZONE | PECO | 45565787 | HARTMAN | 230 KV | LOAD1 | LOAD
51297 | PECO | ZONE | PECO | 510398 | HEATON | 13 KV | LOAD1 | LOAD
51297 | PECO | ZONE | PECO | 32947087 | HEATON | 230 KV | XFMR5 | LOAD
51297 | PECO | ZONE | PECO | 32947089 | HEATON | 230 KV | XFMR6 | LOAD
51297 | PECO | ZONE | PECO | 48913 | HEATON | 35 KV | K1BU | LOAD
51297 | PECO | ZONE | PECO | 48914 | HEATON | 35 KV | K2BU | LOAD
51297 | PECO | ZONE | PECO | 659717 | HOLMESBU | 13 KV | 11BU | LOAD
51297 | PECO | ZONE | PECO | 659718 | HOLMESBU | 13 KV | 12BU | LOAD
51297 | PECO | ZONE | PECO | 659719 | HOLMESBU | 13 KV | 13BU | LOAD
51297 | PECO | ZONE | PECO | 48920 | ISLANDRD | 13 KV | 1BUS | LOAD
51297 | PECO | ZONE | PECO | 48921 | ISLANDRD | 13 KV | 2BUS | LOAD
51297 | PECO | ZONE | PECO | 48922 | ISLANDRD | 13 KV | 3BUS | LOAD
51297 | PECO | ZONE | PECO | 48923 | ISLANDRD | 13 KV | 4BUS | LOAD
51297 | PECO | ZONE | PECO | 48924 | ISLANDRD | 13 KV | 7BUS | LOAD
51297 | PECO | ZONE | PECO | 48925 | ISLANDRD | 13 KV | 8BUS | LOAD
51297 | PECO | ZONE | PECO | 48926 | JARRET | 13 KV | 1BUS | LOAD
51297 | PECO | ZONE | PECO | 48927 | JARRET | 13 KV | 2BUS | LOAD
51297 | PECO | ZONE | PECO | 48930 | JENKINTO | 13 KV | 11BUS | LOAD
51297 | PECO | ZONE | PECO | 48929 | JENKINTO | 13 KV | 12BUS | LOAD
51297 | PECO | ZONE | PECO | 48928 | JENKINTO | 13 KV | 13BUS | LOAD
51297 | PECO | ZONE | PECO | 48934 | JENNERVL | 230 KV | 1TR | LOAD
51297 | PECO | ZONE | PECO | 33884091 | LENAPE | 35 KV | 35-1 | LOAD
51297 | PECO | ZONE | PECO | 33884093 | LENAPE | 35 KV | 35-2 | LOAD
51297 | PECO | ZONE | PECO | 51519863 | LIMERICK | 13 KV | 10AUX | LOAD
51297 | PECO | ZONE | PECO | 51519865 | LIMERICK | 13 KV | 20AUX | LOAD
51297 | PECO | ZONE | PECO | 51519861 | LIMERTAP | 13 KV | 8AUX | LOAD
51297 | PECO | ZONE | PECO | 48940 | LINTON | 35 KV | KBU2 | LOAD
51297 | PECO | ZONE | PECO | 48941 | LINTON | 35 KV | KBU3 | LOAD
51297 | PECO | ZONE | PECO | 2156111894 | LINWDPE | 18 KV | LINW1 | LOAD
51297 | PECO | ZONE | PECO | 2156111812 | LINWDPE | 18 KV | LINW2 | LOAD
51297 | PECO | ZONE | PECO | 1047915 | LLANERCH | 13 KV | 11BUS | LOAD
51297 | PECO | ZONE | PECO | 1047914 | LLANERCH | 13 KV | 12BUS | LOAD
51297 | PECO | ZONE | PECO | 1047913 | LLANERCH | 13 KV | 13BUS | LOAD
51297 | PECO | ZONE | PECO | 48942 | LLANERCH | 35 KV | 1BUS | LOAD
51297 | PECO | ZONE | PECO | 48943 | LLANERCH | 35 KV | 2BUS | LOAD
51297 | PECO | ZONE | PECO | 48944 | LLANERCH | 35 KV | 3BUS | LOAD
51297 | PECO | ZONE | PECO | 1552824893 | LOCK | 34 KV | T1 | LOAD
51297 | PECO | ZONE | PECO | 48952 | LOMBARD | 13 KV | NB10 | LOAD
51297 | PECO | ZONE | PECO | 48953 | LOMBARD | 13 KV | NB11 | LOAD
51297 | PECO | ZONE | PECO | 48950 | LOMBARD | 13 KV | NB12 | LOAD
51297 | PECO | ZONE | PECO | 48951 | LOMBARD | 13 KV | NBU1 | LOAD
51297 | PECO | ZONE | PECO | 48947 | LOMBARD | 13 KV | NBU2 | LOAD
51297 | PECO | ZONE | PECO | 48948 | LOMBARD | 13 KV | NBU3 | LOAD
51297 | PECO | ZONE | PECO | 659720 | LOMBARD | 13 KV | NBU4 | LOAD
51297 | PECO | ZONE | PECO | 48949 | LOMBARD | 13 KV | NBU9 | LOAD
51297 | PECO | ZONE | PECO | 48955 | MACDADE | 13 KV | 1BUS | LOAD
51297 | PECO | ZONE | PECO | 48956 | MACDADE | 13 KV | 2BUS | LOAD
51297 | PECO | ZONE | PECO | 48957 | MACDADE | 13 KV | 3BUS | LOAD
51297 | PECO | ZONE | PECO | 48954 | MARCUSHO | 13 KV | BS1 | LOAD
51297 | PECO | ZONE | PECO | 1305116673 | MASTER | 230 KV | T5 | LOAD
51297 | PECO | ZONE | PECO | 2156114690 | MASTER | 230 KV | T6 | LOAD
51297 | PECO | ZONE | PECO | 1305116674 | MASTER | 230 KV | T7 | LOAD
51297 | PECO | ZONE | PECO | 33884095 | MERCK | 13 KV | LOAD | LOAD
51297 | PECO | ZONE | PECO | 48959 | MIDD PE | 13 KV | 13-1LOAD | LOAD
51297 | PECO | ZONE | PECO | 48960 | MIDD PE | 13 KV | 13-2LOAD | LOAD
51297 | PECO | ZONE | PECO | 48961 | MIDD PE | 35 KV | BUS1 | LOAD
51297 | PECO | ZONE | PECO | 57967473 | MIDD PE | 35 KV | BUS2 | LOAD
51297 | PECO | ZONE | PECO | 2156112217 | MITALTAP | 35 KV | LOAD1 | LOAD
51297 | PECO | ZONE | PECO | 2156112044 | MITALTAP | 35 KV | LOAD2 | LOAD
51297 | PECO | ZONE | PECO | 2156111993 | MITALTAP | 35 KV | LOAD3 | LOAD
51297 | PECO | ZONE | PECO | 2156112150 | MITALTAP | 35 KV | MITSTEEL | LOAD
51297 | PECO | ZONE | PECO | 2156111367 | MONROEPE | 35 KV | LD_1 | LOAD
51297 | PECO | ZONE | PECO | 2156111368 | MONROEPE | 35 KV | LD_2 | LOAD
51297 | PECO | ZONE | PECO | 33884097 | MONTCO | 13 KV | LOAD1 | LOAD
51297 | PECO | ZONE | PECO | 48966 | MORTON | 13 KV | 1BUS | LOAD
51297 | PECO | ZONE | PECO | 659721 | MOSER | 35 KV | 1BUS | LOAD
51297 | PECO | ZONE | PECO | 659722 | MOSER | 35 KV | 3BUS | LOAD
51297 | PECO | ZONE | PECO | 48970 | NESHAMIN | 138 KV | BU2F | LOAD
51297 | PECO | ZONE | PECO | 48971 | NESHAMIN | 138 KV | BU3F | LOAD
51297 | PECO | ZONE | PECO | 1207060996 | NESHAMIN | 138 KV | T15 | LOAD
51297 | PECO | ZONE | PECO | 48973 | NEWLINVI | 230 KV | BUSD | LOAD
51297 | PECO | ZONE | PECO | 48972 | NEWLINVI | 35 KV | BUSK | LOAD
51297 | PECO | ZONE | PECO | 65732031 | NEWLINVI | 35 KV | LOAD2 | LOAD
51297 | PECO | ZONE | PECO | 65732033 | NEWLINVI | 35 KV | LOAD3 | LOAD
51297 | PECO | ZONE | PECO | 205511 | NEWTOWNS | 13 KV | LOAD1 | LOAD
51297 | PECO | ZONE | PECO | 1388598135 | NOTTINGH | 35 KV | 1TR | LOAD
51297 | PECO | ZONE | PECO | 48974 | NOTTINGH | 35 KV | BUSK | LOAD
51297 | PECO | ZONE | PECO | 659726 | NPHILADE | 13 KV | 34BU | LOAD
51297 | PECO | ZONE | PECO | 48968 | NPHILADE | 13 KV | BUS1 | LOAD
51297 | PECO | ZONE | PECO | 659723 | NPHILADE | 13 KV | BUS2 | LOAD
51297 | PECO | ZONE | PECO | 659724 | NPHILADE | 13 KV | BUS3 | LOAD
51297 | PECO | ZONE | PECO | 659725 | NPHILADE | 13 KV | BUS4 | LOAD
51297 | PECO | ZONE | PECO | 659727 | NWALES | 35 KV | 1BUS | LOAD
51297 | PECO | ZONE | PECO | 659728 | NWALES | 35 KV | 2BUS | LOAD
51297 | PECO | ZONE | PECO | 659729 | NWALES | 35 KV | 3BUS | LOAD
51297 | PECO | ZONE | PECO | 659730 | NWALES | 35 KV | 4BUS | LOAD
51297 | PECO | ZONE | PECO | 57967475 | OVERBROO | 35 KV | LOAD1 | LOAD
51297 | PECO | ZONE | PECO | 57967477 | OVERBROO | 35 KV | LOAD2 | LOAD
51297 | PECO | ZONE | PECO | 57967479 | OVERBROO | 35 KV | LOAD3 | LOAD
51297 | PECO | ZONE | PECO | 57967481 | OVERBROO | 35 KV | LOAD4 | LOAD
51297 | PECO | ZONE | PECO | 48976 | PACKER | 69 KV | LD1 | LOAD
51297 | PECO | ZONE | PECO | 48977 | PACKER | 69 KV | LD2 | LOAD
51297 | PECO | ZONE | PECO | 48979 | PARRISH | 13 KV | 1BUS | LOAD
51297 | PECO | ZONE | PECO | 48978 | PARRISH | 13 KV | 2BUS | LOAD
51297 | PECO | ZONE | PECO | 48980 | PARRISH | 13 KV | 3BUS | LOAD
51297 | PECO | ZONE | PECO | 659731 | PASSYUNK | 13 KV | 1BUS | LOAD
51297 | PECO | ZONE | PECO | 659732 | PASSYUNK | 13 KV | 2BUS | LOAD
51297 | PECO | ZONE | PECO | 48981 | PASSYUNK | 13 KV | 3BUS | LOAD
51297 | PECO | ZONE | PECO | 659733 | PASSYUNK | 13 KV | 4BUS | LOAD
51297 | PECO | ZONE | PECO | 659734 | PASSYUNK | 13 KV | 5BUS | LOAD
51297 | PECO | ZONE | PECO | 48982 | PASSYUNK | 13 KV | 6BUS | LOAD
51297 | PECO | ZONE | PECO | 51519871 | PEACHBOT | 13 KV | 343SU | LOAD
51297 | PECO | ZONE | PECO | 51519869 | PEACHBOT | 13 KV | 3SU | LOAD
51297 | PECO | ZONE | PECO | 45565789 | PEACHBOT | 230 KV | 4TR | LOAD
51297 | PECO | ZONE | PECO | 51519873 | PEACHTAP | 13 KV | 2SU | LOAD
51297 | PECO | ZONE | PECO | 112585901 | PELTZ | 13 KV | LOAD1 | LOAD
51297 | PECO | ZONE | PECO | 1775807627 | PELTZ | 13 KV | T2 | LOAD
51297 | PECO | ZONE | PECO | 1775807626 | PELTZ | 13 KV | T3 | LOAD
51297 | PECO | ZONE | PECO | 48984 | PENCOYD | 13 KV | 1TR | LOAD
51297 | PECO | ZONE | PECO | 48985 | PENCOYD | 13 KV | 2TR | LOAD
51297 | PECO | ZONE | PECO | 48986 | PENCOYD | 13 KV | 3TR | LOAD
51297 | PECO | ZONE | PECO | 48987 | PENCOYD | 13 KV | 4TR | LOAD
51297 | PECO | ZONE | PECO | 48988 | PENN | 69 KV | 1BUS | LOAD
51297 | PECO | ZONE | PECO | 5020976 | PENN | 69 KV | 2BUS | LOAD
51297 | PECO | ZONE | PECO | 5020975 | PENN | 69 KV | 3BUS | LOAD
51297 | PECO | ZONE | PECO | 5020974 | PENN | 69 KV | 4BUS | LOAD
51297 | PECO | ZONE | PECO | 123900887 | PENROSE | 13 KV | TR1 | LOAD
51297 | PECO | ZONE | PECO | 123900889 | PENROSE | 13 KV | TR2 | LOAD
51297 | PECO | ZONE | PECO | 123900891 | PENROSE | 13 KV | TR3 | LOAD
51297 | PECO | ZONE | PECO | 48990 | PERKIOME | 35 KV | BU4K | LOAD
51297 | PECO | ZONE | PECO | 48991 | PERKIOME | 35 KV | BU5K | LOAD
51297 | PECO | ZONE | PECO | 48992 | PERKIOME | 35 KV | BU6K | LOAD
51297 | PECO | ZONE | PECO | 2156114557 | PLANEBRO | 230 KV | GREENFI1 | LOAD
51297 | PECO | ZONE | PECO | 2156114593 | PLANEBRO | 230 KV | GREENFI2 | LOAD
51297 | PECO | ZONE | PECO | 48993 | PLANEBRO | 35 KV | 1BUS | LOAD
51297 | PECO | ZONE | PECO | 48994 | PLANEBRO | 35 KV | 2BUS | LOAD
51297 | PECO | ZONE | PECO | 48995 | PLANEBRO | 35 KV | 3BUS | LOAD
51297 | PECO | ZONE | PECO | 510399 | PLYMOUTH | 13 KV | LOAD1 | LOAD
51297 | PECO | ZONE | PECO | 2156109880 | PLYMOUTH | 13 KV | LOAD21 | LOAD
51297 | PECO | ZONE | PECO | 2156109879 | PLYMOUTH | 13 KV | LOAD23 | LOAD
51297 | PECO | ZONE | PECO | 1107277376 | PLYMOUTH | 138 KV | MITTAL | LOAD
51297 | PECO | ZONE | PECO | 1075442539 | PLYMOUTH | 35 KV | 11700 | LOAD
51297 | PECO | ZONE | PECO | 1097721127 | PLYMOUTH | 35 KV | 9800 | LOAD
51297 | PECO | ZONE | PECO | 2156109293 | POST | 13 KV | T1LOAD | LOAD
51297 | PECO | ZONE | PECO | 2156109294 | POST | 13 KV | T2LOAD | LOAD
51297 | PECO | ZONE | PECO | 2156109292 | POST | 13 KV | T3LOAD | LOAD
51297 | PECO | ZONE | PECO | 1552824812 | PRINTZ | 18 KV | SSLOAD1 | LOAD
51297 | PECO | ZONE | PECO | 1552824811 | PRINTZ | 18 KV | SSLOAD2 | LOAD
51297 | PECO | ZONE | PECO | 49001 | PULASKI | 13 KV | LD 1TR | LOAD
51297 | PECO | ZONE | PECO | 49002 | PULASKI | 13 KV | LD 3TR | LOAD
51297 | PECO | ZONE | PECO | 57967483 | RICH PE | 230 KV | 4TR | LOAD
51297 | PECO | ZONE | PECO | 57967485 | RICH PE | 230 KV | 5TR | LOAD
51297 | PECO | ZONE | PECO | 57967487 | RICH PE | 230 KV | 6TR | LOAD
51297 | PECO | ZONE | PECO | 1348256559 | ROCKSPRI | 21 KV | AUXLD1 | LOAD
51297 | PECO | ZONE | PECO | 1348256558 | ROCKSPRI | 21 KV | AUXLD2 | LOAD
51297 | PECO | ZONE | PECO | 2155501824 | ROLL PE | 138 KV | AIRGAS | LOAD
51297 | PECO | ZONE | PECO | 49008 | ROXBOROU | 13 KV | 4BUS | LOAD
51297 | PECO | ZONE | PECO | 49009 | ROXBOROU | 13 KV | 5BUS | LOAD
51297 | PECO | ZONE | PECO | 49010 | ROXBOROU | 13 KV | 6BUS | LOAD
51297 | PECO | ZONE | PECO | 49011 | SAVILLE | 138 KV | 7BUS | LOAD
51297 | PECO | ZONE | PECO | 49012 | SAVILLE | 138 KV | 9BUS | LOAD
51297 | PECO | ZONE | PECO | 49017 | SCOTTPAP | 13 KV | NBUS | LOAD
51297 | PECO | ZONE | PECO | 67719495 | SWARK | 13 KV | BUS1 | LOAD
51297 | PECO | ZONE | PECO | 67719497 | SWARK | 13 KV | BUS3 | LOAD
51297 | PECO | ZONE | PECO | 49021 | TABOR | 13 KV | DBU1 | LOAD
51297 | PECO | ZONE | PECO | 49022 | TABOR | 13 KV | DBU2 | LOAD
51297 | PECO | ZONE | PECO | 49023 | TABOR | 13 KV | DBU3 | LOAD
51297 | PECO | ZONE | PECO | 49024 | TACONY | 13 KV | NBUS | LOAD
51297 | PECO | ZONE | PECO | 49030 | TRAINER | 230 KV | 1BUS | LOAD
51297 | PECO | ZONE | PECO | 49031 | TRAINER | 230 KV | 3BUS | LOAD
51297 | PECO | ZONE | PECO | 49027 | TREDYFFR | 13 KV | 1BUS | LOAD
51297 | PECO | ZONE | PECO | 49028 | TREDYFFR | 13 KV | 2BUS | LOAD
51297 | PECO | ZONE | PECO | 49029 | TREDYFFR | 35 KV | 7BUS | LOAD
51297 | PECO | ZONE | PECO | 32947091 | TUNA | 13 KV | LOAD1 | LOAD
51297 | PECO | ZONE | PECO | 2156110115 | TUNA | 13 KV | LOAD2 | LOAD
51297 | PECO | ZONE | PECO | 2156110116 | TUNA | 13 KV | LOAD3 | LOAD
51297 | PECO | ZONE | PECO | 74008593 | TUNNEL | 230 KV | LOAD1 | LOAD
51297 | PECO | ZONE | PECO | 74008595 | TUNNEL | 230 KV | LOAD2 | LOAD
51297 | PECO | ZONE | PECO | 510400 | UNIVERSI | 13 KV | LOAD1 | LOAD
51297 | PECO | ZONE | PECO | 2156110425 | UPLANDPE | 13.8 KV | LD1 | LOAD
51297 | PECO | ZONE | PECO | 2156110426 | UPLANDPE | 13.8 KV | LD3 | LOAD
51297 | PECO | ZONE | PECO | 49034 | UPPERDAR | 35 KV | KBUS | LOAD
51297 | PECO | ZONE | PECO | 57967489 | UPPERDAR | 35 KV | LOAD2 | LOAD
51297 | PECO | ZONE | PECO | 57967491 | UPPERDAR | 35 KV | LOAD3 | LOAD
51297 | PECO | ZONE | PECO | 659735 | UPPERDAR | 69 KV | 11TR | LOAD
51297 | PECO | ZONE | PECO | 659736 | UPPERDAR | 69 KV | 13TR | LOAD
51297 | PECO | ZONE | PECO | 49036 | UPPERMER | 13 KV | 13-1 | LOAD
51297 | PECO | ZONE | PECO | 49037 | UPPERMER | 13 KV | 13-2 | LOAD
51297 | PECO | ZONE | PECO | 49039 | UPPERMER | 35 KV | 2BUS | LOAD
51297 | PECO | ZONE | PECO | 49038 | UPPERMER | 35 KV | 3BUS | LOAD
51297 | PECO | ZONE | PECO | 1047916 | UPPERPRO | 230 KV | LOAD1 | LOAD
51297 | PECO | ZONE | PECO | 45565793 | UPPERPRO | 230 KV | LOAD2 | LOAD
51297 | PECO | ZONE | PECO | 1207061092 | UPPERPRO | 230 KV | T3 | LOAD
51297 | PECO | ZONE | PECO | 67719499 | USSTEEL | 69 KV | LOAD A | LOAD
51297 | PECO | ZONE | PECO | 67719501 | USSTEEL | 69 KV | LOAD B | LOAD
51297 | PECO | ZONE | PECO | 49041 | WANEETA | 13 KV | 1BUS | LOAD
51297 | PECO | ZONE | PECO | 49042 | WANEETA | 13 KV | 2BUS | LOAD
51297 | PECO | ZONE | PECO | 49043 | WANEETA | 13 KV | 3BUS | LOAD
51297 | PECO | ZONE | PECO | 49044 | WARMINST | 13 KV | 1BUS | LOAD
51297 | PECO | ZONE | PECO | 49045 | WARMINST | 13 KV | 2BUS | LOAD
51297 | PECO | ZONE | PECO | 106856729 | WARMINST | 13 KV | LD15 | LOAD
51297 | PECO | ZONE | PECO | 106856731 | WARMINST | 13 KV | LD16 | LOAD
51297 | PECO | ZONE | PECO | 49046 | WARRINGT | 35 KV | 1BUS | LOAD
51297 | PECO | ZONE | PECO | 49047 | WARRINGT | 35 KV | 3BUS | LOAD
51297 | PECO | ZONE | PECO | 53048687 | WAVERLY1 | 13 KV | LOAD | LOAD
51297 | PECO | ZONE | PECO | 57967493 | WAYNE PE | 35 KV | 1TR | LOAD
51297 | PECO | ZONE | PECO | 57967495 | WAYNE PE | 35 KV | 2TR | LOAD
51297 | PECO | ZONE | PECO | 57967497 | WAYNE PE | 35 KV | 3TR | LOAD
51297 | PECO | ZONE | PECO | 49061 | WAYNEJCT | 230 KV | DBU1 | LOAD
51297 | PECO | ZONE | PECO | 49060 | WAYNEJCT | 230 KV | DBU2 | LOAD
51297 | PECO | ZONE | PECO | 57967499 | WAYNETAP | 35 KV | LOAD1 | LOAD
51297 | PECO | ZONE | PECO | 49052 | WHITEMAR | 230 KV | DBU4 | LOAD
51297 | PECO | ZONE | PECO | 49053 | WHITEMAR | 230 KV | DBU6 | LOAD
51297 | PECO | ZONE | PECO | 1097721188 | WHITEMAR | 35 KV | 7200 | LOAD
51297 | PECO | ZONE | PECO | 1097721187 | WHITEMAR | 35 KV | 8100 | LOAD
51297 | PECO | ZONE | PECO | 2156114308 | WMORELAN | 13 KV | 11_LOAD | LOAD
51297 | PECO | ZONE | PECO | 2156114304 | WMORELAN | 13 KV | 12_LOAD | LOAD
51297 | PECO | ZONE | PECO | 2156114468 | WMORELAN | 13 KV | 13_LOAD | LOAD
51297 | PECO | ZONE | PECO | 49049 | WOODBOUR | 35 KV | KBU5 | LOAD
51297 | PECO | ZONE | PECO | 49048 | WOODBOUR | 35 KV | KBU6 | LOAD
51297 | PECO | ZONE | PECO | 2156114775 | WOODBOUR | 35 KV | KBU7 | LOAD
51297 | PECO | ZONE | PECO | 49054 | WOODLYN | 35 KV | KBU1 | LOAD
51297 | PECO | ZONE | PECO | 49055 | WOODLYN | 35 KV | KBU2 | LOAD
51297 | PECO | ZONE | PECO | 57967501 | WOODLYNJ | 35 KV | LOAD1 | LOAD
51297 | PECO | ZONE | PECO | 57967503 | WYNCOTE | 35 KV | LOAD1 | LOAD
51297 | PECO | ZONE | PECO | 57967505 | WYNCOTE | 35 KV | LOAD2 | LOAD
51297 | PECO | ZONE | PECO | 57967507 | WYNCOTE | 35 KV | LOAD3 | LOAD
51297 | PECO | ZONE | PECO | 57967509 | WYNNEWOO | 35 KV | LOAD1 | LOAD
51297 | PECO | ZONE | PECO | 57967511 | WYNNEWOO | 35 KV | LOAD2 | LOAD
51297 | PECO | ZONE | PECO | 57967513 | WYNNEWOO | 35 KV | LOAD3 | LOAD
51300 | PENELEC | ZONE | PENELEC | 49500 | ALLEGHEN | 115 KV | 1 TX | LOAD
51300 | PENELEC | ZONE | PENELEC | 49501 | ALLEGHEN | 115 KV | 2 TX | LOAD
51300 | PENELEC | ZONE | PENELEC | 83734279 | ALTOONA | 46 KV | SAM_REA | LOAD
51300 | PENELEC | ZONE | PENELEC | 2156111388 | ALTOONA | 46 KV | WLMBRGLD | LOAD
51300 | PENELEC | ZONE | PENELEC | 74008613 | APCI | 115 KV | API | LOAD
51300 | PENELEC | ZONE | PENELEC | 1047959 | ARNOLDRE | 115 KV | 1TX | LOAD
51300 | PENELEC | ZONE | PENELEC | 1218901963 | ASYLUM | 23 KV | LOAD1 | LOAD
51300 | PENELEC | ZONE | PENELEC | 1218901962 | ASYLUM | 23 KV | LOAD2 | LOAD
51300 | PENELEC | ZONE | PENELEC | 49504 | BEDFORD | 115 KV | LOAD 1 | LOAD
51300 | PENELEC | ZONE | PENELEC | 49505 | BEDFORD | 115 KV | LOAD 2 | LOAD
51300 | PENELEC | ZONE | PENELEC | 61482213 | BEDFORD | 115 KV | WILLSAEC | LOAD
51300 | PENELEC | ZONE | PENELEC | 1356149132 | BIOENRGY | 115 KV | CLEARFLD | LOAD
51300 | PENELEC | ZONE | PENELEC | 49506 | BLAIN | 115 KV | #1 TX | LOAD
51300 | PENELEC | ZONE | PENELEC | 44460801 | BLAIRSVE | 22 KV | 2 TX | LOAD
51300 | PENELEC | ZONE | PENELEC | 44460803 | BLAIRSVE | 22 KV | 3 TX | LOAD
51300 | PENELEC | ZONE | PENELEC | 106856753 | BLOSSB2 | 34 KV | MORRISRU | LOAD
51300 | PENELEC | ZONE | PENELEC | 106856751 | BLOSSB2 | 34 KV | WKFOUND | LOAD
51300 | PENELEC | ZONE | PENELEC | 49507 | BLOSSBUR | 34 KV | BLOSB | LOAD
51300 | PENELEC | ZONE | PENELEC | 49509 | BROOKVIL | 138 KV | 1 TX | LOAD
51300 | PENELEC | ZONE | PENELEC | 49510 | BROOKVIL | 138 KV | 2 TX | LOAD
51300 | PENELEC | ZONE | PENELEC | 510404 | BUFFALRD | 35 KV | LOAD1 | LOAD
51300 | PENELEC | ZONE | PENELEC | 510405 | BUFFALRD | 35 KV | LOAD2 | LOAD
51300 | PENELEC | ZONE | PENELEC | 1075443367 | CAMBRIA | 115 KV | GEN LD | LOAD
51300 | PENELEC | ZONE | PENELEC | 2156112164 | CAMBRIA | 46 KV | BETHMINE | LOAD
51300 | PENELEC | ZONE | PENELEC | 83734283 | CAMBRIA | 46 KV | LILLY | LOAD
51300 | PENELEC | ZONE | PENELEC | 83734281 | CAMBRIA | 46 KV | LORETTO | LOAD
51300 | PENELEC | ZONE | PENELEC | 106856755 | CANTON | 34 KV | CIDERMIL | LOAD
51300 | PENELEC | ZONE | PENELEC | 106856757 | CANTON | 34 KV | WUNION | LOAD
51300 | PENELEC | ZONE | PENELEC | 1067157851 | CANYON | 230 KV | CNYOILGS | LOAD
51300 | PENELEC | ZONE | PENELEC | 2156109299 | CARL PN | 23 KV | LOAD1 | LOAD
51300 | PENELEC | ZONE | PENELEC | 2156109300 | CARL PN | 23 KV | LOAD2 | LOAD
51300 | PENELEC | ZONE | PENELEC | 49518 | CENTRALC | 115 KV | 1 TX | LOAD
51300 | PENELEC | ZONE | PENELEC | 44460805 | CLARKSUM | 115 KV | 1 TX | LOAD
51300 | PENELEC | ZONE | PENELEC | 44460807 | CLARKSUM | 115 KV | 2 TX | LOAD
51300 | PENELEC | ZONE | PENELEC | 2156114609 | CLAYSBUR | 23 KV | T1_LD | LOAD
51300 | PENELEC | ZONE | PENELEC | 83734285 | CLAYSBUR | 46 KV | PUZZELT | LOAD
51300 | PENELEC | ZONE | PENELEC | 2156109534 | COLLINS4 | 46 KV | T1LD | LOAD
51300 | PENELEC | ZONE | PENELEC | 2156109533 | COLLINS4 | 46 KV | T2LD | LOAD
51300 | PENELEC | ZONE | PENELEC | 49521 | COLVERPO | 115 KV | CLVR | LOAD
51300 | PENELEC | ZONE | PENELEC | 49522 | CONEMAUG | 115 KV | START | LOAD
51300 | PENELEC | ZONE | PENELEC | 49523 | COOPER | 115 KV | NO.1 T | LOAD
51300 | PENELEC | ZONE | PENELEC | 49525 | COOPER | 115 KV | NO.2 T | LOAD
51300 | PENELEC | ZONE | PENELEC | 49524 | COOPER | 115 KV | NO.3 T | LOAD
51300 | PENELEC | ZONE | PENELEC | 1183219784 | CORRYE | 34.5 KV | BANK1 | LOAD
51300 | PENELEC | ZONE | PENELEC | 1183219785 | CORRYE | 34.5 KV | BANK3 | LOAD
51300 | PENELEC | ZONE | PENELEC | 49528 | CURRYVIL | 115 KV | #1 TX | LOAD
51300 | PENELEC | ZONE | PENELEC | 49529 | DEEPCRK | 12 KV | ONE | LOAD
51300 | PENELEC | ZONE | PENELEC | 49530 | DIXONVIL | 115 KV | 1 TX | LOAD
51300 | PENELEC | ZONE | PENELEC | 44460813 | DOWNGAVE | 35 KV | 3 TX | LOAD
51300 | PENELEC | ZONE | PENELEC | 1268558801 | DOWNGAVE | 35 KV | BK1-2LD | LOAD
51300 | PENELEC | ZONE | PENELEC | 2156114395 | DUBOIS | 34.5 KV | 1_2LD | LOAD
51300 | PENELEC | ZONE | PENELEC | 2156114245 | DUBOIS | 34.5 KV | 3LD | LOAD
51300 | PENELEC | ZONE | PENELEC | 49541 | ECLIPSE | 115 KV | 1 TX | LOAD
51300 | PENELEC | ZONE | PENELEC | 49542 | ECLIPSE | 115 KV | 2 TX | LOAD
51300 | PENELEC | ZONE | PENELEC | 49534 | EDGEWOOD | 115 KV | NO.1 T | LOAD
51300 | PENELEC | ZONE | PENELEC | 2156114781 | EDINBORO | 34.5 KV | T1_LD | LOAD
51300 | PENELEC | ZONE | PENELEC | 2156114744 | EDINBORO | 34.5 KV | T2_LD | LOAD
51300 | PENELEC | ZONE | PENELEC | 2156109535 | ELDORADO | 46 KV | ELD T1LD | LOAD
51300 | PENELEC | ZONE | PENELEC | 2156109539 | ELDORADO | 46 KV | ELD T2LD | LOAD
51300 | PENELEC | ZONE | PENELEC | 2156109540 | ELDORADO | 46 KV | LPIPT1LD | LOAD
51300 | PENELEC | ZONE | PENELEC | 2156109536 | ELDORADO | 46 KV | LPIPT2LD | LOAD
51300 | PENELEC | ZONE | PENELEC | 83734289 | ELDORADO | 46 KV | MEADOWS | LOAD
51300 | PENELEC | ZONE | PENELEC | 2156109541 | ELDORADO | 46 KV | PKPLT1LD | LOAD
51300 | PENELEC | ZONE | PENELEC | 2156109537 | ELDORADO | 46 KV | PKPLT2LD | LOAD
51300 | PENELEC | ZONE | PENELEC | 2156109538 | ELDORADO | 46 KV | PLVLT1LD | LOAD
51300 | PENELEC | ZONE | PENELEC | 1183219807 | ELMST | 34.5 KV | ELMSTLD | LOAD
51300 | PENELEC | ZONE | PENELEC | 44460817 | EPIKE | 22 KV | 1 TX | LOAD
51300 | PENELEC | ZONE | PENELEC | 44460819 | EPIKE | 22 KV | 2 TX | LOAD
51300 | PENELEC | ZONE | PENELEC | 49546 | ERIEE | 230 KV | 1 TX 3 | LOAD
51300 | PENELEC | ZONE | PENELEC | 49547 | ERIES | 230 KV | 3 TX 3 | LOAD
51300 | PENELEC | ZONE | PENELEC | 49548 | ERIES | 230 KV | 4 TX 3 | LOAD
51300 | PENELEC | ZONE | PENELEC | 49549 | ERIES | 230 KV | 7 TX | LOAD
51300 | PENELEC | ZONE | PENELEC | 49550 | ERIEW | 115 KV | 2 TX | LOAD
51300 | PENELEC | ZONE | PENELEC | 1318131245 | ESAYRE | 34.5 KV | ATHNS LD | LOAD
51300 | PENELEC | ZONE | PENELEC | 1318131241 | ESAYRE | 34.5 KV | CHMNG LD | LOAD
51300 | PENELEC | ZONE | PENELEC | 1318131242 | ESAYRE | 34.5 KV | MILAN LD | LOAD
51300 | PENELEC | ZONE | PENELEC | 1318131244 | ESAYRE | 34.5 KV | SAYRE LD | LOAD
51300 | PENELEC | ZONE | PENELEC | 1318131243 | ESAYRE | 34.5 KV | WVRLY LD | LOAD
51300 | PENELEC | ZONE | PENELEC | 2156109302 | ETOWANDA | 34.5 KV | 1TX | LOAD
51300 | PENELEC | ZONE | PENELEC | 2156109303 | ETOWANDA | 34.5 KV | 2TX | LOAD
51300 | PENELEC | ZONE | PENELEC | 2156109301 | ETOWANDA | 34.5 KV | 5TX | LOAD
51300 | PENELEC | ZONE | PENELEC | 49551 | FAIRVIEW | 115 KV | LOAD1 | LOAD
51300 | PENELEC | ZONE | PENELEC | 49552 | FAIRVIEW | 115 KV | LOAD2 | LOAD
51300 | PENELEC | ZONE | PENELEC | 1552826235 | FAIRVWEC | 25 KV | AUX1 | LOAD
51300 | PENELEC | ZONE | PENELEC | 1552826233 | FAIRVWEC | 25 KV | AUX2 | LOAD
51300 | PENELEC | ZONE | PENELEC | 49557 | FARMERSV | 115 KV | LOAD1 | LOAD
51300 | PENELEC | ZONE | PENELEC | 49558 | FARMERSV | 115 KV | LOAD2 | LOAD
51300 | PENELEC | ZONE | PENELEC | 61482215 | FLORENCE | 115 KV | T2 LOAD | LOAD
51300 | PENELEC | ZONE | PENELEC | 49554 | FRENCHRD | 115 KV | 1 TX | LOAD
51300 | PENELEC | ZONE | PENELEC | 49555 | FRENCHRD | 115 KV | 2 TX | LOAD
51300 | PENELEC | ZONE | PENELEC | 49556 | FRENCHRD | 115 KV | 5 TX | LOAD
51300 | PENELEC | ZONE | PENELEC | 49559 | GARMAN | 115 KV | 1 TX | LOAD
51300 | PENELEC | ZONE | PENELEC | 510408 | GE | 35 KV | LOAD1 | LOAD
51300 | PENELEC | ZONE | PENELEC | 49561 | GENEVA | 115 KV | NO1 TX | LOAD
51300 | PENELEC | ZONE | PENELEC | 49562 | GENEVA | 115 KV | NO2 TX | LOAD
51300 | PENELEC | ZONE | PENELEC | 49560 | GENEVA | 115 KV | NO3 TX | LOAD
51300 | PENELEC | ZONE | PENELEC | 49564 | GLORY | 115 KV | NO7 TX | LOAD
51300 | PENELEC | ZONE | PENELEC | 49565 | GOLD | 115 KV | NO.1 T | LOAD
51300 | PENELEC | ZONE | PENELEC | 49566 | GRANDVIE | 115 KV | 2 TX | LOAD
51300 | PENELEC | ZONE | PENELEC | 1123167819 | GREENGAR | 34.5 KV | LOAD | LOAD
51300 | PENELEC | ZONE | PENELEC | 83734295 | GREENWD2 | 46 KV | EALTOONA | LOAD
51300 | PENELEC | ZONE | PENELEC | 83734297 | GREENWD2 | 46 KV | FAIRVIEW | LOAD
51300 | PENELEC | ZONE | PENELEC | 83734299 | GREENWD2 | 46 KV | PINECRFT | LOAD
51300 | PENELEC | ZONE | PENELEC | 2156109542 | GREENWD2 | 46 KV | T1LD | LOAD
51300 | PENELEC | ZONE | PENELEC | 83734301 | GREENWD2 | 46 KV | TIPTON | LOAD
51300 | PENELEC | ZONE | PENELEC | 106856761 | GREYVALL | 34 KV | ATLANTIC | LOAD
51300 | PENELEC | ZONE | PENELEC | 1067157913 | GREYVALL | 34 KV | LDROSEVL | LOAD
51300 | PENELEC | ZONE | PENELEC | 106856759 | GREYVALL | 34 KV | SULLIVAN | LOAD
51300 | PENELEC | ZONE | PENELEC | 106856763 | GREYVALL | 34 KV | TROYSUB | LOAD
51300 | PENELEC | ZONE | PENELEC | 1067157917 | GROVER | 34 KV | LOAD1 | LOAD
51300 | PENELEC | ZONE | PENELEC | 38367733 | HANDSOME | 13 KV | SSLOAD | LOAD
51300 | PENELEC | ZONE | PENELEC | 49570 | HARVEYRN | 115 KV | 1 TX | LOAD
51300 | PENELEC | ZONE | PENELEC | 49571 | HAYNIE | 115 KV | 1 TX | LOAD
51300 | PENELEC | ZONE | PENELEC | 2156114662 | HIGHPNT | 25 KV | T2LD | LOAD
51300 | PENELEC | ZONE | PENELEC | 49572 | HILLTOP | 115 KV | 1 TX | LOAD
51300 | PENELEC | ZONE | PENELEC | 49573 | HILLTOP | 115 KV | 2 TX | LOAD
51300 | PENELEC | ZONE | PENELEC | 49574 | HILLVALL | 115 KV | #1 TX | LOAD
51300 | PENELEC | ZONE | PENELEC | 2156110135 | HOLLIDAY | 46 KV | HOLL_LD | LOAD
51300 | PENELEC | ZONE | PENELEC | 83734303 | HOLLIDAY | 46 KV | RODMAN | LOAD
51300 | PENELEC | ZONE | PENELEC | 49579 | HOOVERSV | 115 KV | 1 TX 1 | LOAD
51300 | PENELEC | ZONE | PENELEC | 49580 | HOOVERSV | 115 KV | 2 TX 1 | LOAD
51300 | PENELEC | ZONE | PENELEC | 49581 | JACK PN | 115 KV | #1 TX | LOAD
51300 | PENELEC | ZONE | PENELEC | 49582 | JACK PN | 115 KV | #2 TX | LOAD
51300 | PENELEC | ZONE | PENELEC | 49584 | KEYSTONE | 20 KV | SS #3 | LOAD
51300 | PENELEC | ZONE | PENELEC | 49585 | KEYSTONE | 20 KV | SS #4 | LOAD
51300 | PENELEC | ZONE | PENELEC | 49586 | KEYSTONE | 230 KV | 1C TX | LOAD
51300 | PENELEC | ZONE | PENELEC | 49587 | KEYSTONE | 230 KV | 2C TX | LOAD
51300 | PENELEC | ZONE | PENELEC | 74008615 | KEYSTONE | 230 KV | FGDS1 | LOAD
51300 | PENELEC | ZONE | PENELEC | 74008617 | KEYSTONE | 230 KV | FGDS2 | LOAD
51300 | PENELEC | ZONE | PENELEC | 1439640625 | LAURELL | 34.5 KV | T X1 | LOAD
51300 | PENELEC | ZONE | PENELEC | 49588 | LENOX | 115 KV | 1 TX | LOAD
51300 | PENELEC | ZONE | PENELEC | 49591 | LEWISRN | 230 KV | 2 TX | LOAD
51300 | PENELEC | ZONE | PENELEC | 1552826093 | LEWISRN | 230 KV | TR6 | LOAD
51300 | PENELEC | ZONE | PENELEC | 2156111995 | LEWISTOW | 230 KV | T1_LOAD | LOAD
51300 | PENELEC | ZONE | PENELEC | 2156112437 | LEWISTOW | 230 KV | T2_LOAD | LOAD
51300 | PENELEC | ZONE | PENELEC | 49594 | LUCERNE | 115 KV | NO1 TX | LOAD
51300 | PENELEC | ZONE | PENELEC | 49595 | LUCERNE | 115 KV | NO2 TX | LOAD
51300 | PENELEC | ZONE | PENELEC | 2155501853 | MACNEW_T | 115 KV | MACNEW_T | LOAD
51300 | PENELEC | ZONE | PENELEC | 49597 | MADERA | 115 KV | 1 TX | LOAD
51300 | PENELEC | ZONE | PENELEC | 49596 | MADERA | 115 KV | 2 TX | LOAD
51300 | PENELEC | ZONE | PENELEC | 49600 | MANS PN | 34 KV | WELLSB | LOAD
51300 | PENELEC | ZONE | PENELEC | 1356149363 | MARINER | 115 KV | MARINR | LOAD
51300 | PENELEC | ZONE | PENELEC | 1084380022 | MEHOOPAN | 115 KV | 4TX LD | LOAD
51300 | PENELEC | ZONE | PENELEC | 1084380023 | MEHOOPAN | 115 KV | 5TX LD | LOAD
51300 | PENELEC | ZONE | PENELEC | 1047963 | MEHOOPAN | 13 KV | 1PG | LOAD
51300 | PENELEC | ZONE | PENELEC | 1047964 | MEHOOPAN | 13 KV | 2PG | LOAD
51300 | PENELEC | ZONE | PENELEC | 1047965 | MEHOOPAN | 13 KV | 5PG | LOAD
51300 | PENELEC | ZONE | PENELEC | 49604 | MEYERSDA | 115 KV | NO1 TX | LOAD
51300 | PENELEC | ZONE | PENELEC | 49605 | MORGANST | 115 KV | 1 TX | LOAD
51300 | PENELEC | ZONE | PENELEC | 49606 | MORGANST | 115 KV | 2 TX | LOAD
51300 | PENELEC | ZONE | PENELEC | 49607 | MORGANST | 115 KV | 5 TX | LOAD
51300 | PENELEC | ZONE | PENELEC | 2156109887 | NILESVAL | 115 KV | WLSBR | LOAD
51300 | PENELEC | ZONE | PENELEC | 49608 | NILESVAL | 115 KV | WLSBR1 | LOAD
51300 | PENELEC | ZONE | PENELEC | 49609 | NILESVAL | 115 KV | WLSBR2 | LOAD
51300 | PENELEC | ZONE | PENELEC | 1292902577 | NMESHOPP | 34.5 KV | AVERY | LOAD
51300 | PENELEC | ZONE | PENELEC | 1292902574 | NMESHOPP | 34.5 KV | SS1 | LOAD
51300 | PENELEC | ZONE | PENELEC | 1292902572 | NMESHOPP | 34.5 KV | SS2 | LOAD
51300 | PENELEC | ZONE | PENELEC | 1292902576 | NMESHOPP | 34.5 KV | STEVIN | LOAD
51300 | PENELEC | ZONE | PENELEC | 1292902573 | NMESHOPP | 34.5 KV | TUNKHA | LOAD
51300 | PENELEC | ZONE | PENELEC | 1292902575 | NMESHOPP | 34.5 KV | WYALUSIN | LOAD
51300 | PENELEC | ZONE | PENELEC | 1368997683 | OSCEOLA | 34.5 KV | T1 | LOAD
51300 | PENELEC | ZONE | PENELEC | 49613 | OSTERBUR | 115 KV | 1 TX | LOAD
51300 | PENELEC | ZONE | PENELEC | 2156110136 | OXBOW | 34.5 KV | OXBOW_LD | LOAD
51300 | PENELEC | ZONE | PENELEC | 49615 | PENNMAR | 22 KV | ONE | LOAD
51300 | PENELEC | ZONE | PENELEC | 49616 | PENNTECH | 13 KV | LOAD | LOAD
51300 | PENELEC | ZONE | PENELEC | 49617 | PHILIPSB | 115 KV | ONE | LOAD
51300 | PENELEC | ZONE | PENELEC | 49618 | PHILIPSB | 115 KV | TWO | LOAD
51300 | PENELEC | ZONE | PENELEC | 49621 | PINEY | 34 KV | CROWN | LOAD
51300 | PENELEC | ZONE | PENELEC | 49620 | PINEY | 34 KV | EMLEN | LOAD
51300 | PENELEC | ZONE | PENELEC | 1207062187 | PRIDE | 115 KV | PRIDE | LOAD
51300 | PENELEC | ZONE | PENELEC | 49623 | PROSPECT | 115 KV | 1 CONV | LOAD
51300 | PENELEC | ZONE | PENELEC | 49624 | PROSPECT | 115 KV | 2 CONV | LOAD
51300 | PENELEC | ZONE | PENELEC | 1552826231 | PTGENRGY | 115 KV | LOAD | LOAD
51300 | PENELEC | ZONE | PENELEC | 49625 | PUNXSUTA | 115 KV | 1 TX | LOAD
51300 | PENELEC | ZONE | PENELEC | 49626 | QUEMAHON | 230 KV | ONE | LOAD
51300 | PENELEC | ZONE | PENELEC | 49627 | QUEMAHON | 230 KV | TWO | LOAD
51300 | PENELEC | ZONE | PENELEC | 49628 | RACHELHI | 115 KV | NO1 TX | LOAD
51300 | PENELEC | ZONE | PENELEC | 49629 | RACHELHI | 115 KV | NO2 TX | LOAD
51300 | PENELEC | ZONE | PENELEC | 49630 | RALPHTON | 115 KV | NO.1 T | LOAD
51300 | PENELEC | ZONE | PENELEC | 49631 | RAYSTOWN | 46 KV | ONE | LOAD
51300 | PENELEC | ZONE | PENELEC | 49633 | REEDERST | 115 KV | NO1 TX | LOAD
51300 | PENELEC | ZONE | PENELEC | 49634 | REEDERST | 115 KV | NO2 TX | LOAD
51300 | PENELEC | ZONE | PENELEC | 49632 | REEDSGAP | 115 KV | 1 TX | LOAD
51300 | PENELEC | ZONE | PENELEC | 49636 | ROCKTONM | 115 KV | NO.1 T | LOAD
51300 | PENELEC | ZONE | PENELEC | 49635 | ROCKWOOD | 115 KV | NO1 TX | LOAD
51300 | PENELEC | ZONE | PENELEC | 49637 | ROLL PN | 115 KV | 1 TX | LOAD
51300 | PENELEC | ZONE | PENELEC | 2156109305 | ROXBURY | 23 KV | 3TX LOAD | LOAD
51300 | PENELEC | ZONE | PENELEC | 49640 | SABINSVI | 34 KV | OSCEOL | LOAD
51300 | PENELEC | ZONE | PENELEC | 49639 | SABINSVI | 34 KV | WELLBR | LOAD
51300 | PENELEC | ZONE | PENELEC | 49641 | SALIX | 115 KV | NO1 TX | LOAD
51300 | PENELEC | ZONE | PENELEC | 49642 | SAXTON | 115 KV | 6 TX | LOAD
51300 | PENELEC | ZONE | PENELEC | 49643 | SCALPLEV | 115 KV | NO.1 T | LOAD
51300 | PENELEC | ZONE | PENELEC | 1097722148 | SCOTCHHO | 230 KV | SCOTCH | LOAD
51300 | PENELEC | ZONE | PENELEC | 71856455 | SCRUBGRS | 13 KV | AUXLD | LOAD
51300 | PENELEC | ZONE | PENELEC | 49646 | SEWARD | 115 KV | NO.8 T | LOAD
51300 | PENELEC | ZONE | PENELEC | 49649 | SHADEGAP | 115 KV | NO1 TX | LOAD
51300 | PENELEC | ZONE | PENELEC | 49651 | SHAWVILL | 115 KV | NO.15 | LOAD
51300 | PENELEC | ZONE | PENELEC | 49650 | SHAWVILL | 34 KV | 14 TX | LOAD
51300 | PENELEC | ZONE | PENELEC | 49653 | SHELOCTA | 115 KV | 1 TX | LOAD
51300 | PENELEC | ZONE | PENELEC | 1132281849 | SMANSFIE | 34 KV | BROOKLYN | LOAD
51300 | PENELEC | ZONE | PENELEC | 49654 | SNAKESPR | 115 KV | 1 TX | LOAD
51300 | PENELEC | ZONE | PENELEC | 49655 | SNAKESPR | 115 KV | 2 TX | LOAD
51300 | PENELEC | ZONE | PENELEC | 49656 | SOME PN | 115 KV | ONE | LOAD
51300 | PENELEC | ZONE | PENELEC | 49657 | SOME PN | 115 KV | TWO | LOAD
51300 | PENELEC | ZONE | PENELEC | 1084380079 | SPANGLER | 46 KV | ST BEN | LOAD
51300 | PENELEC | ZONE | PENELEC | 49659 | SPRINGBO | 115 KV | 1 TX | LOAD
51300 | PENELEC | ZONE | PENELEC | 1097722166 | STATHILL | 34.5 KV | SOMERSET | LOAD
51300 | PENELEC | ZONE | PENELEC | 135388655 | STROY | 34 KV | LOAD1 | LOAD
51300 | PENELEC | ZONE | PENELEC | 135388657 | STROY | 34 KV | LOAD2 | LOAD
51300 | PENELEC | ZONE | PENELEC | 83734305 | SUMM PN | 46 KV | GALITZIN | LOAD
51300 | PENELEC | ZONE | PENELEC | 1123167931 | SUMM PN | 46 KV | TX1 | LOAD
51300 | PENELEC | ZONE | PENELEC | 123900907 | TENNGAS | 115 KV | TENNGAS | LOAD
51300 | PENELEC | ZONE | PENELEC | 1067158023 | TGAS | 115 KV | TGAS | LOAD
51300 | PENELEC | ZONE | PENELEC | 49666 | THOMPSON | 115 KV | 1 TX | LOAD
51300 | PENELEC | ZONE | PENELEC | 49667 | THREESPR | 115 KV | 1 TX | LOAD
51300 | PENELEC | ZONE | PENELEC | 49668 | TIFFANY | 115 KV | #1 TX | LOAD
51300 | PENELEC | ZONE | PENELEC | 49669 | TIFFANY | 115 KV | #2 TX | LOAD
51300 | PENELEC | ZONE | PENELEC | 49670 | TIMBLIN | 34 KV | LD1 | LOAD
51300 | PENELEC | ZONE | PENELEC | 2156114969 | TITUSVIL | 34.5 KV | BUS1_LD | LOAD
51300 | PENELEC | ZONE | PENELEC | 2156115068 | TITUSVIL | 34.5 KV | BUS2_LD | LOAD
51300 | PENELEC | ZONE | PENELEC | 49675 | TOWER51 | 115 KV | LD1 | LOAD
51300 | PENELEC | ZONE | PENELEC | 49676 | TOWER51 | 115 KV | LD2 | LOAD
51300 | PENELEC | ZONE | PENELEC | 49674 | TOWERHIL | 115 KV | NO1 TX | LOAD
51300 | PENELEC | ZONE | PENELEC | 49677 | TWOMILE | 115 KV | 1BANK | LOAD
51300 | PENELEC | ZONE | PENELEC | 1165468213 | TYRONEN | 46 KV | BK3 | LOAD
51300 | PENELEC | ZONE | PENELEC | 83734307 | TYRONEN | 46 KV | LOAD1 | LOAD
51300 | PENELEC | ZONE | PENELEC | 48933941 | UNIONCIT | 115 KV | 1-4TX | LOAD
51300 | PENELEC | ZONE | PENELEC | 49681 | UTICAJCT | 115 KV | 1 TX 3 | LOAD
51300 | PENELEC | ZONE | PENELEC | 2156108940 | VENANJCT | 115 KV | T1 | LOAD
51300 | PENELEC | ZONE | PENELEC | 49682 | WARD | 115 KV | 1 BANK | LOAD
51300 | PENELEC | ZONE | PENELEC | 49686 | WARREN | 34 KV | 1EDDY | LOAD
51300 | PENELEC | ZONE | PENELEC | 49685 | WARREN | 34 KV | 1NATL | LOAD
51300 | PENELEC | ZONE | PENELEC | 49687 | WARREN | 34 KV | 2EDDY | LOAD
51300 | PENELEC | ZONE | PENELEC | 49684 | WARREN | 34 KV | 2NATL | LOAD
51300 | PENELEC | ZONE | PENELEC | 49683 | WARREN | 34 KV | FORGE | LOAD
51300 | PENELEC | ZONE | PENELEC | 49688 | WARREN | 34 KV | WAR E | LOAD
51300 | PENELEC | ZONE | PENELEC | 1183219972 | WARRENS | 34.5 KV | WARRNSLD | LOAD
51300 | PENELEC | ZONE | PENELEC | 83734311 | WESTFALL | 46 KV | HYDRO | LOAD
51300 | PENELEC | ZONE | PENELEC | 83734309 | WESTFALL | 46 KV | LOAD1 | LOAD
51300 | PENELEC | ZONE | PENELEC | 49691 | WESTOVER | 115 KV | 1-TX | LOAD
51300 | PENELEC | ZONE | PENELEC | 49692 | WHETSTON | 115 KV | BRCKW | LOAD
51300 | PENELEC | ZONE | PENELEC | 1268558994 | WILLIAMM | 115 KV | MIDSTREM | LOAD
51300 | PENELEC | ZONE | PENELEC | 1379253686 | WMPOTTER | 115 KV | POTTER | LOAD
51300 | PENELEC | ZONE | PENELEC | 49695 | YEAGERTO | 230 KV | #3 TX | LOAD
51300 | PENELEC | ZONE | PENELEC | 49693 | YEAGERTO | 230 KV | NO.1 T | LOAD
51300 | PENELEC | ZONE | PENELEC | 49694 | YEAGERTO | 230 KV | NO.2 T | LOAD
51298 | PEPCO | ZONE | PEPCO | 5020990 | 10THST | 138 KV | LOAD T1 | LOAD
51298 | PEPCO | ZONE | PEPCO | 5020991 | 10THST | 138 KV | LOAD T2 | LOAD
51298 | PEPCO | ZONE | PEPCO | 5020992 | 10THST | 138 KV | LOAD T3 | LOAD
51298 | PEPCO | ZONE | PEPCO | 5020993 | 10THST | 138 KV | LOAD T4 | LOAD
51298 | PEPCO | ZONE | PEPCO | 2156114720 | 12THST | 13.8 KV | T1_LOAD | LOAD
51298 | PEPCO | ZONE | PEPCO | 2156114659 | 12THST | 13.8 KV | T2_LOAD | LOAD
51298 | PEPCO | ZONE | PEPCO | 2156114739 | 12THST | 13.8 KV | T3_LOAD | LOAD
51298 | PEPCO | ZONE | PEPCO | 2156114734 | 12THST | 13.8 KV | T4_LOAD | LOAD
51298 | PEPCO | ZONE | PEPCO | 135388659 | 22ST | 13.8 KV | LOAD1 | LOAD
51298 | PEPCO | ZONE | PEPCO | 135388661 | 22ST | 13.8 KV | LOAD2 | LOAD
51298 | PEPCO | ZONE | PEPCO | 135388663 | 22ST | 13.8 KV | LOAD3 | LOAD
51298 | PEPCO | ZONE | PEPCO | 135388665 | 22ST | 13.8 KV | LOAD4 | LOAD
51298 | PEPCO | ZONE | PEPCO | 135388667 | 22ST | 13.8 KV | LOAD5 | LOAD
51298 | PEPCO | ZONE | PEPCO | 135388669 | 22ST | 13.8 KV | LOAD6 | LOAD
51298 | PEPCO | ZONE | PEPCO | 1097722218 | ALABAMA | 13 KV | LOAD T1 | LOAD
51298 | PEPCO | ZONE | PEPCO | 1097722219 | ALABAMA | 13 KV | LOAD T2 | LOAD
51298 | PEPCO | ZONE | PEPCO | 1097722220 | ALABAMA | 13 KV | LOAD T3 | LOAD
51298 | PEPCO | ZONE | PEPCO | 1097722221 | ALABAMA | 13 KV | LOAD T4 | LOAD
51298 | PEPCO | ZONE | PEPCO | 1097722222 | ALABAMA | 13 KV | LOAD T5 | LOAD
51298 | PEPCO | ZONE | PEPCO | 1097722223 | ALABAMA | 13 KV | LOAD T6 | LOAD
51298 | PEPCO | ZONE | PEPCO | 49701 | BELLSMIL | 34 KV | LD1B | LOAD
51298 | PEPCO | ZONE | PEPCO | 49702 | BELLSMIL | 34 KV | LD2B | LOAD
51298 | PEPCO | ZONE | PEPCO | 49703 | BELLSMIL | 34 KV | LD3B | LOAD
51298 | PEPCO | ZONE | PEPCO | 49704 | BELLSMIL | 34 KV | LD4B | LOAD
51298 | PEPCO | ZONE | PEPCO | 49705 | BELLSMIL | 69 KV | 69-1 | LOAD
51298 | PEPCO | ZONE | PEPCO | 49706 | BELLSMIL | 69 KV | 69-2 | LOAD
51298 | PEPCO | ZONE | PEPCO | 49707 | BELLSMIL | 69 KV | 69-3 | LOAD
51298 | PEPCO | ZONE | PEPCO | 49708 | BELLSMIL | 69 KV | 69-4 | LOAD
51298 | PEPCO | ZONE | PEPCO | 49714 | BENNING | 230 KV | 230-1 | LOAD
51298 | PEPCO | ZONE | PEPCO | 49715 | BENNING | 230 KV | 230-2 | LOAD
51298 | PEPCO | ZONE | PEPCO | 49716 | BENNING | 230 KV | 230-3 | LOAD
51298 | PEPCO | ZONE | PEPCO | 49717 | BENNING | 230 KV | 230-4 | LOAD
51298 | PEPCO | ZONE | PEPCO | 2156110433 | BENNING | 69 KV | 15T | LOAD
51298 | PEPCO | ZONE | PEPCO | 1075443609 | BENNING | 69 KV | 69114 | LOAD
51298 | PEPCO | ZONE | PEPCO | 1318131453 | BENNING | 69 KV | 69115 | LOAD
51298 | PEPCO | ZONE | PEPCO | 49710 | BENNING | 69 KV | LOAD46 | LOAD
51298 | PEPCO | ZONE | PEPCO | 49711 | BENNING | 69 KV | LOAD47 | LOAD
51298 | PEPCO | ZONE | PEPCO | 49712 | BENNING | 69 KV | LOAD48 | LOAD
51298 | PEPCO | ZONE | PEPCO | 49713 | BENNING | 69 KV | LOAD49 | LOAD
51298 | PEPCO | ZONE | PEPCO | 49718 | BETHESDA | 34 KV | LD1 | LOAD
51298 | PEPCO | ZONE | PEPCO | 49719 | BETHESDA | 34 KV | LD2 | LOAD
51298 | PEPCO | ZONE | PEPCO | 49720 | BETHESDA | 34 KV | LD3 | LOAD
51298 | PEPCO | ZONE | PEPCO | 49721 | BETHESDA | 34 KV | LD4 | LOAD
51298 | PEPCO | ZONE | PEPCO | 49722 | BLADENSB | 13 KV | LD1 | LOAD
51298 | PEPCO | ZONE | PEPCO | 49723 | BLADENSB | 13 KV | LD2 | LOAD
51298 | PEPCO | ZONE | PEPCO | 49724 | BLADENSB | 13 KV | LD3 | LOAD
51298 | PEPCO | ZONE | PEPCO | 5021002 | BUZZARD | 138 KV | LOAD T1 | LOAD
51298 | PEPCO | ZONE | PEPCO | 5021006 | BUZZARD | 138 KV | LOAD T11 | LOAD
51298 | PEPCO | ZONE | PEPCO | 5021007 | BUZZARD | 138 KV | LOAD T12 | LOAD
51298 | PEPCO | ZONE | PEPCO | 5021003 | BUZZARD | 138 KV | LOAD T2 | LOAD
51298 | PEPCO | ZONE | PEPCO | 5021004 | BUZZARD | 138 KV | LOAD T3 | LOAD
51298 | PEPCO | ZONE | PEPCO | 5021005 | BUZZARD | 138 KV | LOAD T4 | LOAD
51298 | PEPCO | ZONE | PEPCO | 93353411 | CHALKPT | 69 KV | LOAD | LOAD
51298 | PEPCO | ZONE | PEPCO | 1388599568 | CHELTENH | 18 KV | AUXTR11 | LOAD
51298 | PEPCO | ZONE | PEPCO | 1388599569 | CHELTENH | 18 KV | AUXTR12 | LOAD
51298 | PEPCO | ZONE | PEPCO | 135388671 | CHMPLN | 13.8 KV | LOAD1 | LOAD
51298 | PEPCO | ZONE | PEPCO | 135388673 | CHMPLN | 13.8 KV | LOAD2 | LOAD
51298 | PEPCO | ZONE | PEPCO | 135388675 | CHMPLN | 13.8 KV | LOAD3 | LOAD
51298 | PEPCO | ZONE | PEPCO | 135388677 | CHMPLN | 13.8 KV | LOAD4 | LOAD
51298 | PEPCO | ZONE | PEPCO | 135388679 | CHMPLN | 13.8 KV | LOAD5 | LOAD
51298 | PEPCO | ZONE | PEPCO | 135388681 | CHMPLN | 13.8 KV | LOAD6 | LOAD
51298 | PEPCO | ZONE | PEPCO | 1107278516 | DICKERSH | 69 KV | LOAD | LOAD
51298 | PEPCO | ZONE | PEPCO | 2156114688 | FTSLOCUM | 13.8 KV | T1_LOAD | LOAD
51298 | PEPCO | ZONE | PEPCO | 2156114760 | FTSLOCUM | 13.8 KV | T2_LOAD | LOAD
51298 | PEPCO | ZONE | PEPCO | 2156114715 | FTSLOCUM | 13.8 KV | T3_LOAD | LOAD
51298 | PEPCO | ZONE | PEPCO | 2156114709 | FTSLOCUM | 13.8 KV | T4_LOAD | LOAD
51298 | PEPCO | ZONE | PEPCO | 1368997912 | HARRISN | 138 KV | TR1 | LOAD
51298 | PEPCO | ZONE | PEPCO | 1368997913 | HARRISN | 138 KV | TR2 | LOAD
51298 | PEPCO | ZONE | PEPCO | 1368997914 | HARRISN | 138 KV | TR3 | LOAD
51298 | PEPCO | ZONE | PEPCO | 2156113581 | HARVARD | 230 KV | T1_LOAD | LOAD
51298 | PEPCO | ZONE | PEPCO | 2156113618 | HARVARD | 230 KV | T2_LOAD | LOAD
51298 | PEPCO | ZONE | PEPCO | 2156113651 | HARVARD | 230 KV | T3_LOAD | LOAD
51298 | PEPCO | ZONE | PEPCO | 2156113601 | HARVARD | 230 KV | T4_LOAD | LOAD
51298 | PEPCO | ZONE | PEPCO | 1388599598 | HAWKINSM | 69 KV | 6613 | LOAD
51298 | PEPCO | ZONE | PEPCO | 1388599595 | HAWKINSM | 69 KV | 6716 | LOAD
51298 | PEPCO | ZONE | PEPCO | 1388599597 | HAWKINSM | 69 KV | 6724 | LOAD
51298 | PEPCO | ZONE | PEPCO | 1388599594 | HAWKINSM | 69 KV | 6725 | LOAD
51298 | PEPCO | ZONE | PEPCO | 1388599596 | HAWKINSM | 69 KV | 6733 | LOAD
51298 | PEPCO | ZONE | PEPCO | 1388599599 | HAWKINSM | 69 KV | 6735 | LOAD
51298 | PEPCO | ZONE | PEPCO | 1338417920 | HEWITTRD | 69 KV | 6740 | LOAD
51298 | PEPCO | ZONE | PEPCO | 1338417918 | HEWITTRD | 69 KV | 6750 | LOAD
51298 | PEPCO | ZONE | PEPCO | 1338417919 | HEWITTRD | 69 KV | 6760 | LOAD
51298 | PEPCO | ZONE | PEPCO | 1338417917 | HEWITTRD | 69 KV | 6770 | LOAD
51298 | PEPCO | ZONE | PEPCO | 1338417921 | HEWITTRD | 69 KV | 6779 | LOAD
51298 | PEPCO | ZONE | PEPCO | 1338417910 | HOLLANDC | 69 KV | 6780 | LOAD
51298 | PEPCO | ZONE | PEPCO | 1338417909 | HOLLANDC | 69 KV | 6782 | LOAD
51298 | PEPCO | ZONE | PEPCO | 1338417911 | HOLLANDC | 69 KV | 6783 | LOAD
51298 | PEPCO | ZONE | PEPCO | 1318131552 | KELSONRI | 18 KV | LOAD1 | LOAD
51298 | PEPCO | ZONE | PEPCO | 1318131553 | KELSONRI | 18 KV | LOAD2 | LOAD
51298 | PEPCO | ZONE | PEPCO | 49736 | LANHAM | 13 KV | 13LD1 | LOAD
51298 | PEPCO | ZONE | PEPCO | 49737 | LANHAM | 13 KV | 13LD2 | LOAD
51298 | PEPCO | ZONE | PEPCO | 49738 | LANHAM | 13 KV | 13LD3 | LOAD
51298 | PEPCO | ZONE | PEPCO | 49739 | LANHAM | 34 KV | 34LD1 | LOAD
51298 | PEPCO | ZONE | PEPCO | 49740 | LANHAM | 34 KV | 34LD2 | LOAD
51298 | PEPCO | ZONE | PEPCO | 49741 | LANHAM | 34 KV | 34LD3 | LOAD
51298 | PEPCO | ZONE | PEPCO | 49742 | METZTAP | 69 KV | LD1 | LOAD
51298 | PEPCO | ZONE | PEPCO | 49743 | METZTAP | 69 KV | LD2 | LOAD
51298 | PEPCO | ZONE | PEPCO | 49744 | METZTAP | 69 KV | LD3 | LOAD
51298 | PEPCO | ZONE | PEPCO | 49745 | METZTAP | 69 KV | LD4 | LOAD
51298 | PEPCO | ZONE | PEPCO | 1097722281 | MORGANTO | 230 KV | RSST1 | LOAD
51298 | PEPCO | ZONE | PEPCO | 1097722282 | MORGANTO | 230 KV | RSST2 | LOAD
51298 | PEPCO | ZONE | PEPCO | 2156113749 | MTVERPEP | 230 KV | T1_LOAD | LOAD
51298 | PEPCO | ZONE | PEPCO | 2156113746 | MTVERPEP | 230 KV | T2_LOAD | LOAD
51298 | PEPCO | ZONE | PEPCO | 2156113684 | MTVERPEP | 230 KV | T3_LOAD | LOAD
51298 | PEPCO | ZONE | PEPCO | 2156113591 | MTVERPEP | 230 KV | T4_LOAD | LOAD
51298 | PEPCO | ZONE | PEPCO | 49747 | NORBECK | 69 KV | LD1 | LOAD
51298 | PEPCO | ZONE | PEPCO | 49748 | NORBECK | 69 KV | LD2 | LOAD
51298 | PEPCO | ZONE | PEPCO | 49749 | NORBECK | 69 KV | LD3 | LOAD
51298 | PEPCO | ZONE | PEPCO | 49750 | NORBECK | 69 KV | LD4 | LOAD
51298 | PEPCO | ZONE | PEPCO | 5021012 | OST | 138 KV | LOAD T1 | LOAD
51298 | PEPCO | ZONE | PEPCO | 5021013 | OST | 138 KV | LOAD T2 | LOAD
51298 | PEPCO | ZONE | PEPCO | 5021014 | OST | 138 KV | LOAD T3 | LOAD
51298 | PEPCO | ZONE | PEPCO | 5021015 | OST | 138 KV | LOAD T4 | LOAD
51298 | PEPCO | ZONE | PEPCO | 49752 | PALMERS | 69 KV | LD1 | LOAD
51298 | PEPCO | ZONE | PEPCO | 49753 | PALMERS | 69 KV | LD2 | LOAD
51298 | PEPCO | ZONE | PEPCO | 49754 | PALMERS | 69 KV | LD3 | LOAD
51298 | PEPCO | ZONE | PEPCO | 1552826342 | PALMERS | 69 KV | LD4 | LOAD
51298 | PEPCO | ZONE | PEPCO | 49755 | POTOMAC | 69 KV | LD1 | LOAD
51298 | PEPCO | ZONE | PEPCO | 49756 | POTOMAC | 69 KV | LD2 | LOAD
51298 | PEPCO | ZONE | PEPCO | 49757 | POTOMAC | 69 KV | LD3 | LOAD
51298 | PEPCO | ZONE | PEPCO | 49758 | POTOMAC | 69 KV | LD4 | LOAD
51298 | PEPCO | ZONE | PEPCO | 49759 | POTOMAC | 69 KV | LD5 | LOAD
51298 | PEPCO | ZONE | PEPCO | 49760 | POTOMAC | 69 KV | LD6 | LOAD
51298 | PEPCO | ZONE | PEPCO | 49761 | QUINCEOR | 69 KV | LD1 | LOAD
51298 | PEPCO | ZONE | PEPCO | 49762 | QUINCEOR | 69 KV | LD2 | LOAD
51298 | PEPCO | ZONE | PEPCO | 49763 | QUINCEOR | 69 KV | LD3 | LOAD
51298 | PEPCO | ZONE | PEPCO | 38367735 | QUINCEOR | 69 KV | LD4 | LOAD
51298 | PEPCO | ZONE | PEPCO | 1552826354 | QUINCEOR | 69 KV | LD5 | LOAD
51298 | PEPCO | ZONE | PEPCO | 1552826355 | QUINCEOR | 69 KV | LD6 | LOAD
51298 | PEPCO | ZONE | PEPCO | 1097722307 | RITCHIE | 69 KV | 69001LD | LOAD
51298 | PEPCO | ZONE | PEPCO | 1097722308 | RITCHIE | 69 KV | 69007LD | LOAD
51298 | PEPCO | ZONE | PEPCO | 2156110435 | RITCHIE | 69 KV | LD69002 | LOAD
51298 | PEPCO | ZONE | PEPCO | 2156110436 | RITCHIE | 69 KV | LD69003 | LOAD
51298 | PEPCO | ZONE | PEPCO | 2156110434 | RITCHIE | 69 KV | LD69006 | LOAD
51298 | PEPCO | ZONE | PEPCO | 1097722309 | RITCHIE | 69 KV | LD69085 | LOAD
51298 | PEPCO | ZONE | PEPCO | 93353413 | SMECO | 69 KV | LOAD | LOAD
51298 | PEPCO | ZONE | PEPCO | 2156112509 | SMECO | 69 KV | LOAD2 | LOAD
51298 | PEPCO | ZONE | PEPCO | 2156108941 | SMECOMOR | 69 KV | 6713 | LOAD
51298 | PEPCO | ZONE | PEPCO | 1388599580 | SMECOMOR | 69 KV | 6790 | LOAD
51298 | PEPCO | ZONE | PEPCO | 1388599588 | SMECOPAL | 69 KV | 69025 | LOAD
51298 | PEPCO | ZONE | PEPCO | 1338417915 | SMECOPAL | 69 KV | 69055 | LOAD
51298 | PEPCO | ZONE | PEPCO | 1338417916 | SMECOPAL | 69 KV | 69104 | LOAD
51298 | PEPCO | ZONE | PEPCO | 1338417912 | SOLLERSW | 69 KV | 6789 | LOAD
51298 | PEPCO | ZONE | PEPCO | 1338417913 | SOLLERSW | 69 KV | 6791 | LOAD
51298 | PEPCO | ZONE | PEPCO | 5021016 | SOUTHWES | 138 KV | LOAD T1 | LOAD
51298 | PEPCO | ZONE | PEPCO | 5021017 | SOUTHWES | 138 KV | LOAD T2 | LOAD
51298 | PEPCO | ZONE | PEPCO | 5021018 | SOUTHWES | 138 KV | LOAD T3 | LOAD
51298 | PEPCO | ZONE | PEPCO | 5021019 | SOUTHWES | 138 KV | LOAD T4 | LOAD
51298 | PEPCO | ZONE | PEPCO | 49770 | TAKOMA | 34 KV | 34-1 | LOAD
51298 | PEPCO | ZONE | PEPCO | 49771 | TAKOMA | 34 KV | 34-2 | LOAD
51298 | PEPCO | ZONE | PEPCO | 49772 | TAKOMA | 34 KV | 34-3 | LOAD
51298 | PEPCO | ZONE | PEPCO | 49773 | TAKOMA | 34 KV | 34-4 | LOAD
51298 | PEPCO | ZONE | PEPCO | 1075443692 | TAKOMA | 69 KV | 69127 | LOAD
51298 | PEPCO | ZONE | PEPCO | 1552826376 | TAKOMA | 69 KV | 69128_LD | LOAD
51298 | PEPCO | ZONE | PEPCO | 1552826375 | TAKOMA | 69 KV | 69130_LD | LOAD
51298 | PEPCO | ZONE | PEPCO | 49775 | TAKOMA | 69 KV | 69-2 | LOAD
51298 | PEPCO | ZONE | PEPCO | 49779 | TUXEDO | 13 KV | 13-1 | LOAD
51298 | PEPCO | ZONE | PEPCO | 49780 | TUXEDO | 13 KV | 13-2 | LOAD
51298 | PEPCO | ZONE | PEPCO | 49781 | TUXEDO | 13 KV | 13-3 | LOAD
51298 | PEPCO | ZONE | PEPCO | 5021020 | VANNESS | 138 KV | LOAD T1 | LOAD
51298 | PEPCO | ZONE | PEPCO | 5021021 | VANNESS | 138 KV | LOAD T2 | LOAD
51298 | PEPCO | ZONE | PEPCO | 5021022 | VANNESS | 138 KV | LOAD T3 | LOAD
51298 | PEPCO | ZONE | PEPCO | 5021023 | VANNESS | 138 KV | LOAD T4 | LOAD
51298 | PEPCO | ZONE | PEPCO | 2156112798 | WATERFRO | 230 KV | T1 | LOAD
51298 | PEPCO | ZONE | PEPCO | 2156113037 | WATERFRO | 230 KV | T2 | LOAD
51298 | PEPCO | ZONE | PEPCO | 2156113895 | WATERFRO | 230 KV | T3 | LOAD
51298 | PEPCO | ZONE | PEPCO | 2156113970 | WATERFRO | 230 KV | T4 | LOAD
51298 | PEPCO | ZONE | PEPCO | 2156113040 | WATERFRO | 230 KV | T5 | LOAD
51298 | PEPCO | ZONE | PEPCO | 2156113919 | WATERFRO | 230 KV | T6 | LOAD
51298 | PEPCO | ZONE | PEPCO | 49783 | WILDERCR | 13 KV | 13-1 | LOAD
51298 | PEPCO | ZONE | PEPCO | 49784 | WILDERCR | 13 KV | 13-2 | LOAD
51298 | PEPCO | ZONE | PEPCO | 49785 | WILDERCR | 13 KV | 13-3 | LOAD
51299 | PPL | ZONE | PPL | 1379252847 | 8THST | 138 KV | T1 | LOAD
51299 | PPL | ZONE | PPL | 1379252848 | 8THST | 138 KV | T2 | LOAD
51299 | PPL | ZONE | PPL | 1348250147 | ACAHELA | 69 KV | EPLM1 | LOAD
51299 | PPL | ZONE | PPL | 1348250144 | ACAHELA | 69 KV | EPLM2 | LOAD
51299 | PPL | ZONE | PPL | 2156112082 | AIRPROHT | 69 KV | HOAP1_LD | LOAD
51299 | PPL | ZONE | PPL | 2156112143 | AIRPROHT | 69 KV | HOAP2_LD | LOAD
51299 | PPL | ZONE | PPL | 1097721203 | ALLENTOW | 138 KV | T1 | LOAD
51299 | PPL | ZONE | PPL | 1097721204 | ALLENTOW | 138 KV | T2 | LOAD
51299 | PPL | ZONE | PPL | 1348249832 | ALLENTOW | 138 KV | T3 | LOAD
51299 | PPL | ZONE | PPL | 1097721205 | ALLENTOW | 138 KV | T4 | LOAD
51299 | PPL | ZONE | PPL | 1097721206 | ALTONPRK | 69 KV | T1 | LOAD
51299 | PPL | ZONE | PPL | 1097721207 | ALTONPRK | 69 KV | T2 | LOAD
51299 | PPL | ZONE | PPL | 1183219207 | AMPPARK1 | 69 KV | T1 | LOAD
51299 | PPL | ZONE | PPL | 1183219208 | AMPPARK1 | 69 KV | T2 | LOAD
51299 | PPL | ZONE | PPL | 1183219210 | AMPPARK2 | 69 KV | T1 | LOAD
51299 | PPL | ZONE | PPL | 1183219211 | AMPPARK2 | 69 KV | T2 | LOAD
51299 | PPL | ZONE | PPL | 1084379157 | APPENZLL | 138 KV | LOAD | LOAD
51299 | PPL | ZONE | PPL | 87901485 | ARCHBTAP | 13 KV | LOAD | LOAD
51299 | PPL | ZONE | PPL | 2156112799 | ARROWHEA | 69 KV | ARRO_LD | LOAD
51299 | PPL | ZONE | PPL | 2156112531 | ASHFIEPL | 69 KV | ASH1LOAD | LOAD
51299 | PPL | ZONE | PPL | 2156112515 | ASHFIEPL | 69 KV | ASH2LOAD | LOAD
51299 | PPL | ZONE | PPL | 61482107 | ATT | 138 KV | T1 | LOAD
51299 | PPL | ZONE | PPL | 61482109 | ATT | 138 KV | T2 | LOAD
51299 | PPL | ZONE | PPL | 1165467243 | BEAR CRK | 69 KV | BEAR | LOAD
51299 | PPL | ZONE | PPL | 1165467244 | BEAR CRK | 69 KV | HARWOOD1 | LOAD
51299 | PPL | ZONE | PPL | 2156114528 | BENTON | 69 KV | BEFO_LD | LOAD
51299 | PPL | ZONE | PPL | 2156114630 | BENTON | 69 KV | BENT1_LD | LOAD
51299 | PPL | ZONE | PPL | 2156113752 | BENVENUE | 69 KV | BENV1_LD | LOAD
51299 | PPL | ZONE | PPL | 2156113592 | BENVENUE | 69 KV | BENV2_LD | LOAD
51299 | PPL | ZONE | PPL | 2156113669 | BENVENUE | 69 KV | NEBL_LD | LOAD
51299 | PPL | ZONE | PPL | 2156108929 | BERCON | 69 KV | BERC LD | LOAD
51299 | PPL | ZONE | PPL | 49064 | BERKS | 69 KV | BUS_1 | LOAD
51299 | PPL | ZONE | PPL | 49065 | BERKS | 69 KV | BUS_3 | LOAD
51299 | PPL | ZONE | PPL | 49066 | BERWICK | 69 KV | LOAD1 | LOAD
51299 | PPL | ZONE | PPL | 32947093 | BERWICK | 69 KV | LOAD2 | LOAD
51299 | PPL | ZONE | PPL | 1183219191 | BING | 69 KV | LOAD | LOAD
51299 | PPL | ZONE | PPL | 2156113005 | BLOOMI_G | 69 KV | BLGL1_LD | LOAD
51299 | PPL | ZONE | PPL | 2156113107 | BLOOMI_G | 69 KV | BLGL2_LD | LOAD
51299 | PPL | ZONE | PPL | 49067 | BLOOMING | 69 KV | BUS_1 | LOAD
51299 | PPL | ZONE | PPL | 38367693 | BLOOMING | 69 KV | BUS_3 | LOAD
51299 | PPL | ZONE | PPL | 41935391 | BLOOMING | 69 KV | WALKERME | LOAD
51299 | PPL | ZONE | PPL | 2156108934 | BLOOMSBU | 69 KV | BLOO1 LD | LOAD
51299 | PPL | ZONE | PPL | 2156108933 | BLOOMSBU | 69 KV | BLOO2 LD | LOAD
51299 | PPL | ZONE | PPL | 1084379177 | BLUEMONT | 138 KV | LOAD | LOAD
51299 | PPL | ZONE | PPL | 2156114360 | BLYTHEBU | 69 KV | BLYT_LD | LOAD
51299 | PPL | ZONE | PPL | 2156114685 | BOWMANSM | 69 KV | W610_LD | LOAD
51299 | PPL | ZONE | PPL | 2156110129 | BRNGSVIL | 69 KV | WESC1_LD | LOAD
51299 | PPL | ZONE | PPL | 2156110130 | BRNGSVIL | 69 KV | WESC2_LD | LOAD
51299 | PPL | ZONE | PPL | 2156110127 | BRNGSVIL | 69 KV | WTRE1_LD | LOAD
51299 | PPL | ZONE | PPL | 2156110128 | BRNGSVIL | 69 KV | WTRE2_LD | LOAD
51299 | PPL | ZONE | PPL | 83734251 | BRTNSVIL | 138 KV | LOAD1 | LOAD
51299 | PPL | ZONE | PPL | 83734253 | BRTNSVIL | 138 KV | LOAD2 | LOAD
51299 | PPL | ZONE | PPL | 49069 | BRUNNERI | 230 KV | AUX10 | LOAD
51299 | PPL | ZONE | PPL | 49070 | BRUNNERI | 230 KV | AUX30 | LOAD
51299 | PPL | ZONE | PPL | 106856733 | BRUNNERI | 230 KV | T20 | LOAD
51299 | PPL | ZONE | PPL | 65732035 | BRUNNERI | 230 KV | T40 | LOAD
51299 | PPL | ZONE | PPL | 65732037 | BRUNNERI | 230 KV | T50 | LOAD
51299 | PPL | ZONE | PPL | 135388643 | BUCKPL | 69 KV | KINZER | LOAD
51299 | PPL | ZONE | PPL | 135388645 | BUIR | 69 KV | BUIR LD | LOAD
51299 | PPL | ZONE | PPL | 61482111 | BURLE | 138 KV | T1 | LOAD
51299 | PPL | ZONE | PPL | 61482113 | BURLE | 138 KV | T2 | LOAD
51299 | PPL | ZONE | PPL | 2156112970 | CAMELBAC | 69 KV | CAME1_LD | LOAD
51299 | PPL | ZONE | PPL | 2156112882 | CAMELBAC | 69 KV | CAME2_LD | LOAD
51299 | PPL | ZONE | PPL | 2156114122 | CARL PL | 69 KV | IBM_LD | LOAD
51299 | PPL | ZONE | PPL | 38367697 | CARL PL | 69 KV | TAP3 | LOAD
51299 | PPL | ZONE | PPL | 38367699 | CARL PL | 69 KV | TAP4 | LOAD
51299 | PPL | ZONE | PPL | 1388598591 | CARLISPL | 69 KV | TAP1 | LOAD
51299 | PPL | ZONE | PPL | 1388598592 | CARLISPL | 69 KV | TAP2 | LOAD
51299 | PPL | ZONE | PPL | 2156111884 | CASS | 69 KV | T1LOAD | LOAD
51299 | PPL | ZONE | PPL | 61482115 | CATA TP | 138 KV | T1 | LOAD
51299 | PPL | ZONE | PPL | 61482117 | CATA TP | 138 KV | T2 | LOAD
51299 | PPL | ZONE | PPL | 61482119 | CEALALL | 138 KV | T1 | LOAD
51299 | PPL | ZONE | PPL | 61482121 | CEALALL | 138 KV | T2 | LOAD
51299 | PPL | ZONE | PPL | 1107277493 | CHAPMAN | 230 KV | T1 | LOAD
51299 | PPL | ZONE | PPL | 2156110124 | CHEROKE1 | 69 KV | CHER1_LD | LOAD
51299 | PPL | ZONE | PPL | 2156110125 | CHEROKE1 | 69 KV | CHER2_LD | LOAD
51299 | PPL | ZONE | PPL | 2156111860 | CHERRYHI | 69 KV | HERCLOAD | LOAD
51299 | PPL | ZONE | PPL | 2156111811 | CHERRYHI | 69 KV | LICALOAD | LOAD
51299 | PPL | ZONE | PPL | 2156111887 | CHERRYHI | 69 KV | T1LOAD | LOAD
51299 | PPL | ZONE | PPL | 2156111800 | CHERRYHI | 69 KV | T2LOAD | LOAD
51299 | PPL | ZONE | PPL | 1183218950 | CLINTON | 69 KV | MUNCY1 | LOAD
51299 | PPL | ZONE | PPL | 1183218951 | CLINTON | 69 KV | MUNCY2 | LOAD
51299 | PPL | ZONE | PPL | 2156112958 | CLTP | 69 KV | CLTP_LD | LOAD
51299 | PPL | ZONE | PPL | 2156114566 | COLONIAP | 69 KV | COPA1_LD | LOAD
51299 | PPL | ZONE | PPL | 2156114668 | COLONIAP | 69 KV | COPA2_LD | LOAD
51299 | PPL | ZONE | PPL | 1183219192 | COPERSBU | 69 KV | T2 | LOAD
51299 | PPL | ZONE | PPL | 1183219219 | COPLAY1 | 69 KV | T1 | LOAD
51299 | PPL | ZONE | PPL | 1183219223 | COPLAY1 | 69 KV | T2 | LOAD
51299 | PPL | ZONE | PPL | 1183219225 | COPLAY2 | 69 KV | COP2 | LOAD
51299 | PPL | ZONE | PPL | 1183219224 | COPLAY2 | 69 KV | LONESTAR | LOAD
51299 | PPL | ZONE | PPL | 1047926 | COURTDAL | 13 KV | LOAD | LOAD
51299 | PPL | ZONE | PPL | 61482123 | CRCKRPRT | 138 KV | T1 | LOAD
51299 | PPL | ZONE | PPL | 61482125 | CRCKRPRT | 138 KV | T2 | LOAD
51299 | PPL | ZONE | PPL | 1047927 | DALLAS | 13 KV | LOAD | LOAD
51299 | PPL | ZONE | PPL | 93353405 | DANVILPL | 69 KV | T1 | LOAD
51299 | PPL | ZONE | PPL | 93353407 | DANVILPL | 69 KV | T2 | LOAD
51299 | PPL | ZONE | PPL | 123900893 | DARTCONT | 13 KV | T1 | LOAD
51299 | PPL | ZONE | PPL | 2156114684 | DAUPHIN | 69 KV | CAPA1_LD | LOAD
51299 | PPL | ZONE | PPL | 2156114648 | DAUPHIN | 69 KV | CAPA2_LD | LOAD
51299 | PPL | ZONE | PPL | 2156112229 | DELANOPL | 69 KV | T1LOAD | LOAD
51299 | PPL | ZONE | PPL | 2156114676 | DERRY | 69 KV | DERRY_LD | LOAD
51299 | PPL | ZONE | PPL | 2156114547 | DEVONSHI | 69 KV | DEVO1_LD | LOAD
51299 | PPL | ZONE | PPL | 2156114692 | DEVONSHI | 69 KV | DEVO2_LD | LOAD
51299 | PPL | ZONE | PPL | 112585909 | DILLERVI | 13 KV | T1 | LOAD
51299 | PPL | ZONE | PPL | 112585911 | DILLERVI | 13 KV | T2 | LOAD
51299 | PPL | ZONE | PPL | 1775808135 | DONEG_PL | 69 KV | ARMALOAD | LOAD
51299 | PPL | ZONE | PPL | 1775808138 | DONEG_PL | 69 KV | DON1LOAD | LOAD
51299 | PPL | ZONE | PPL | 1775808137 | DONEG_PL | 69 KV | DON2LOAD | LOAD
51299 | PPL | ZONE | PPL | 1775808136 | DONEG_PL | 69 KV | HUMMLOAD | LOAD
51299 | PPL | ZONE | PPL | 61482129 | DONNELLE | 138 KV | T1 | LOAD
51299 | PPL | ZONE | PPL | 61482131 | DONNERVL | 138 KV | T1 | LOAD
51299 | PPL | ZONE | PPL | 61482133 | DONNERVL | 138 KV | T2 | LOAD
51299 | PPL | ZONE | PPL | 61482135 | DONNGRAV | 138 KV | T1 | LOAD
51299 | PPL | ZONE | PPL | 61482137 | DORNYVLE | 138 KV | T1 | LOAD
51299 | PPL | ZONE | PPL | 61482139 | DORNYVLE | 138 KV | T2 | LOAD
51299 | PPL | ZONE | PPL | 61482141 | E ALLENT | 138 KV | T1 | LOAD
51299 | PPL | ZONE | PPL | 61482143 | E ALLENT | 138 KV | T2 | LOAD
51299 | PPL | ZONE | PPL | 1165467496 | EASTMNTN | 69 KV | T1 | LOAD
51299 | PPL | ZONE | PPL | 1165467497 | EASTMNTN | 69 KV | T2 | LOAD
51299 | PPL | ZONE | PPL | 1183219212 | EBENEZR | 69 KV | T2 | LOAD
51299 | PPL | ZONE | PPL | 2156112635 | EDANVIPL | 69 KV | EDAN2_LD | LOAD
51299 | PPL | ZONE | PPL | 1084379226 | EFFRTMTN | 138 KV | LOAD | LOAD
51299 | PPL | ZONE | PPL | 61482145 | EGYPT | 138 KV | T1 | LOAD
51299 | PPL | ZONE | PPL | 61482147 | EGYPT | 138 KV | T2 | LOAD
51299 | PPL | ZONE | PPL | 1097721281 | EHEIGHTS | 69 KV | T1 | LOAD
51299 | PPL | ZONE | PPL | 1097721282 | EHEIGHTS | 69 KV | T2 | LOAD
51299 | PPL | ZONE | PPL | 61482149 | ELANCAST | 138 KV | T1 | LOAD
51299 | PPL | ZONE | PPL | 61482151 | ELANCAST | 138 KV | T2 | LOAD
51299 | PPL | ZONE | PPL | 49085 | ELDRED | 69 KV | CLEV | LOAD
51299 | PPL | ZONE | PPL | 2156111371 | ELDRED | 69 KV | EXCH1_LD | LOAD
51299 | PPL | ZONE | PPL | 2156111372 | ELDRED | 69 KV | EXCH2_LD | LOAD
51299 | PPL | ZONE | PPL | 49087 | ELDRED | 69 KV | PIGR | LOAD
51299 | PPL | ZONE | PPL | 2156110427 | ELDRED | 69 KV | SUNB1_LD | LOAD
51299 | PPL | ZONE | PPL | 2156110428 | ELDRED | 69 KV | SUNB2_LD | LOAD
51299 | PPL | ZONE | PPL | 2156113103 | ELROYPL | 69 KV | HAPA1 | LOAD
51299 | PPL | ZONE | PPL | 2156112989 | ELROYPL | 69 KV | HAPA2 | LOAD
51299 | PPL | ZONE | PPL | 1123167043 | ELROYPL | 69 KV | HATF1 | LOAD
51299 | PPL | ZONE | PPL | 1123167044 | ELROYPL | 69 KV | HATF2 | LOAD
51299 | PPL | ZONE | PPL | 1097721293 | EMMAUS | 69 KV | T1 | LOAD
51299 | PPL | ZONE | PPL | 1097721294 | EMMAUS | 69 KV | T2 | LOAD
51299 | PPL | ZONE | PPL | 2156110800 | ENGLESID | 69 KV | GREE1_LD | LOAD
51299 | PPL | ZONE | PPL | 2156110797 | ENGLESID | 69 KV | GREE2_LD | LOAD
51299 | PPL | ZONE | PPL | 2156114765 | ENGLESID | 69 KV | TR1_LD | LOAD
51299 | PPL | ZONE | PPL | 2156114665 | ENGLESID | 69 KV | TR2_LD | LOAD
51299 | PPL | ZONE | PPL | 2155501845 | ENOLATP | 69 KV | T1LOAD | LOAD
51299 | PPL | ZONE | PPL | 2155501844 | ENOLATP | 69 KV | T2LOAD | LOAD
51299 | PPL | ZONE | PPL | 2156114650 | EPALMERT | 69 KV | ACAH1_LD | LOAD
51299 | PPL | ZONE | PPL | 2156114642 | EPALMERT | 69 KV | ACAH2_LD | LOAD
51299 | PPL | ZONE | PPL | 2156114651 | EPALMERT | 69 KV | LIGA1_LD | LOAD
51299 | PPL | ZONE | PPL | 1123167051 | EPETERSB | 138 KV | TRAN1 | LOAD
51299 | PPL | ZONE | PPL | 1123167052 | EPETERSB | 138 KV | TRAN2 | LOAD
51299 | PPL | ZONE | PPL | 1047919 | EXETER | 69 KV | EXET1 | LOAD
51299 | PPL | ZONE | PPL | 1047920 | EXETER | 69 KV | EXET2 | LOAD
51299 | PPL | ZONE | PPL | 2156112490 | EXTRUDIO | 69 KV | AUB_LOAD | LOAD
51299 | PPL | ZONE | PPL | 2156111776 | EXTRUDIO | 69 KV | EXTRLOAD | LOAD
51299 | PPL | ZONE | PPL | 2156113907 | FABRIKAL | 69 KV | FABR_LD | LOAD
51299 | PPL | ZONE | PPL | 1356148282 | FACEROCK | 13 KV | SS1LOAD | LOAD
51299 | PPL | ZONE | PPL | 1356148281 | FACEROCK | 13 KV | SS2LOAD | LOAD
51299 | PPL | ZONE | PPL | 1356148283 | FACEROCK | 13 KV | SS3LOAD | LOAD
51299 | PPL | ZONE | PPL | 49092 | FACEROCK | 69 KV | KINZ14 | LOAD
51299 | PPL | ZONE | PPL | 2156111872 | FACTORYV | 69 KV | T1LOAD | LOAD
51299 | PPL | ZONE | PPL | 2156111380 | FIRSTQUA | 69 KV | T1LOAD | LOAD
51299 | PPL | ZONE | PPL | 2156111379 | FIRSTQUA | 69 KV | T2LOAD | LOAD
51299 | PPL | ZONE | PPL | 49093 | FISHBACH | 69 KV | BUS1 | LOAD
51299 | PPL | ZONE | PPL | 49094 | FISHBACH | 69 KV | BUS2 | LOAD
51299 | PPL | ZONE | PPL | 2156110120 | FISHBACH | 69 KV | FRACKLD | LOAD
51299 | PPL | ZONE | PPL | 2156110119 | FISHBACH | 69 KV | PIGRLOAD | LOAD
51299 | PPL | ZONE | PPL | 2156112231 | FRACKVIL | 69 KV | ALTALOAD | LOAD
51299 | PPL | ZONE | PPL | 98369869 | FRACKVIL | 69 KV | HAU3 | LOAD
51299 | PPL | ZONE | PPL | 2156112324 | FRACKVIL | 69 KV | MOWRLOAD | LOAD
51299 | PPL | ZONE | PPL | 2156110429 | FRACKVIL | 69 KV | ORWI1_LD | LOAD
51299 | PPL | ZONE | PPL | 2156113069 | FRANCONI | 69 KV | FRAN1_LD | LOAD
51299 | PPL | ZONE | PPL | 2156113004 | FRANCONI | 69 KV | FRAN2_LD | LOAD
51299 | PPL | ZONE | PPL | 1368996937 | FREEDOM2 | 24 KV | 11BBT01 | LOAD
51299 | PPL | ZONE | PPL | 1368996936 | FREEDOM2 | 24 KV | 21BBT01 | LOAD
51299 | PPL | ZONE | PPL | 1097721313 | FREEMANS | 69 KV | T1 LOAD | LOAD
51299 | PPL | ZONE | PPL | 1097721314 | FREEMANS | 69 KV | T2 LOAD | LOAD
51299 | PPL | ZONE | PPL | 1183219216 | FRMRSVPL | 69 KV | TRAN1 | LOAD
51299 | PPL | ZONE | PPL | 1183219217 | FRMRSVPL | 69 KV | TRAN2 | LOAD
51299 | PPL | ZONE | PPL | 2156114114 | FRYCOMM4 | 69 KV | FRY4_LD | LOAD
51299 | PPL | ZONE | PPL | 98369871 | GILBERTT | 138 KV | LOAD1 | LOAD
51299 | PPL | ZONE | PPL | 74008597 | GILBERTT | 138 KV | LOAD2 | LOAD
51299 | PPL | ZONE | PPL | 1047928 | GLENVIEW | 13 KV | LOAD1 | LOAD
51299 | PPL | ZONE | PPL | 2156112765 | GOULDSBO | 69 KV | GOUL_LD | LOAD
51299 | PPL | ZONE | PPL | 2156115100 | GREATSTR | 69 KV | GRST1_LD | LOAD
51299 | PPL | ZONE | PPL | 2156114955 | GREATSTR | 69 KV | GRST2_LD | LOAD
51299 | PPL | ZONE | PPL | 2156113664 | GREENPAR | 69 KV | GRPA_LD | LOAD
51299 | PPL | ZONE | PPL | 2156112174 | GRNWDTP | 69 KV | GRWOLOAD | LOAD
51299 | PPL | ZONE | PPL | 2156112207 | GTI | 69 KV | GTI_LD1 | LOAD
51299 | PPL | ZONE | PPL | 2156112275 | GTI | 69 KV | GTI_LD2 | LOAD
51299 | PPL | ZONE | PPL | 2156115003 | HAMPDEN | 69 KV | HAMP1_LD | LOAD
51299 | PPL | ZONE | PPL | 2156115112 | HAMPDEN | 69 KV | HAMP2_LD | LOAD
51299 | PPL | ZONE | PPL | 1047929 | HANOVER | 13 KV | LOAD1 | LOAD
51299 | PPL | ZONE | PPL | 1047930 | HANOVER | 13 KV | LOAD2 | LOAD
51299 | PPL | ZONE | PPL | 1183219021 | HARRISBU | 69 KV | CAPA1 | LOAD
51299 | PPL | ZONE | PPL | 1183219024 | HARRISBU | 69 KV | CAPA2 | LOAD
51299 | PPL | ZONE | PPL | 1183219022 | HARRISBU | 69 KV | TRAN1 | LOAD
51299 | PPL | ZONE | PPL | 1183219025 | HARRISBU | 69 KV | TRAN2 | LOAD
51299 | PPL | ZONE | PPL | 1183219023 | HARRISBU | 69 KV | TRAN3 | LOAD
51299 | PPL | ZONE | PPL | 1107277568 | HARRISBU | 69 KV | WSHR1 | LOAD
51299 | PPL | ZONE | PPL | 1107277569 | HARRISBU | 69 KV | WSHR2 | LOAD
51299 | PPL | ZONE | PPL | 2156113889 | HARTLAND | 69 KV | HART1_LD | LOAD
51299 | PPL | ZONE | PPL | 2156113874 | HARTLAND | 69 KV | HART2_LD | LOAD
51299 | PPL | ZONE | PPL | 1165467352 | HARWOOD | 69 KV | EHAZLE1 | LOAD
51299 | PPL | ZONE | PPL | 1165467353 | HARWOOD | 69 KV | EHAZLE2 | LOAD
51299 | PPL | ZONE | PPL | 1439639657 | HARWOOD | 69 KV | T1 | LOAD
51299 | PPL | ZONE | PPL | 2156111784 | HARWOOD | 69 KV | T2LOAD | LOAD
51299 | PPL | ZONE | PPL | 1439639656 | HARWOOD | 69 KV | T3 | LOAD
51299 | PPL | ZONE | PPL | 1348249954 | HARWOOD | 69 KV | VALMLD | LOAD
51299 | PPL | ZONE | PPL | 87901487 | HAUTO | 69 KV | T1 | LOAD
51299 | PPL | ZONE | PPL | 87901489 | HAUTO | 69 KV | T2 | LOAD
51299 | PPL | ZONE | PPL | 1132280967 | HAZELPL | 69 KV | STLD | LOAD
51299 | PPL | ZONE | PPL | 2156111775 | HIGHR_PL | 69 KV | T1LOAD | LOAD
51299 | PPL | ZONE | PPL | 2156111895 | HIGHR_PL | 69 KV | T2LOAD | LOAD
51299 | PPL | ZONE | PPL | 1097721325 | HOMERSCH | 69 KV | T1 | LOAD
51299 | PPL | ZONE | PPL | 1097721326 | HOMERSCH | 69 KV | T2 | LOAD
51299 | PPL | ZONE | PPL | 49103 | HOSENSAC | 69 KV | E_BUS | LOAD
51299 | PPL | ZONE | PPL | 49102 | HOSENSAC | 69 KV | W_BUS | LOAD
51299 | PPL | ZONE | PPL | 2156111385 | HOWMET | 69 KV | HOWM_LD1 | LOAD
51299 | PPL | ZONE | PPL | 2156111384 | HOWMET | 69 KV | HOWM_LD2 | LOAD
51299 | PPL | ZONE | PPL | 1666097563 | HUMMEL | 18 KV | SS12 | LOAD
51299 | PPL | ZONE | PPL | 1666097562 | HUMMEL | 18 KV | SS13 | LOAD
51299 | PPL | ZONE | PPL | 1084379267 | HUMMELST | 69 KV | COPPER1 | LOAD
51299 | PPL | ZONE | PPL | 1084379268 | HUMMELST | 69 KV | COPPER2 | LOAD
51299 | PPL | ZONE | PPL | 1183219040 | HUMMELST | 69 KV | HERSHEY | LOAD
51299 | PPL | ZONE | PPL | 1183219041 | HUMMELST | 69 KV | SOUTHHER | LOAD
51299 | PPL | ZONE | PPL | 2156114277 | HUMMELSW | 69 KV | HUWH_LD | LOAD
51299 | PPL | ZONE | PPL | 2156114270 | HUMMELSW | 69 KV | SELI_LD | LOAD
51299 | PPL | ZONE | PPL | 1047921 | HUNLOCK | 13 KV | 13KVLOAD | LOAD
51299 | PPL | ZONE | PPL | 98369881 | HUNLOCK | 69 KV | SS LOAD | LOAD
51299 | PPL | ZONE | PPL | 1439639882 | HUNTSVIL | 13 KV | T1 | LOAD
51299 | PPL | ZONE | PPL | 1439639883 | HUNTSVIL | 13 KV | T2 | LOAD
51299 | PPL | ZONE | PPL | 1165467367 | JENKINS | 69 KV | RIVER1 | LOAD
51299 | PPL | ZONE | PPL | 1165467368 | JENKINS | 69 KV | RIVER2 | LOAD
51299 | PPL | ZONE | PPL | 1165467370 | JENKINS | 69 KV | SCRANTN1 | LOAD
51299 | PPL | ZONE | PPL | 1165467366 | JENKINS | 69 KV | SCRANTN2 | LOAD
51299 | PPL | ZONE | PPL | 2156111376 | JERSEYSH | 69 KV | T1LOAD | LOAD
51299 | PPL | ZONE | PPL | 2156111377 | JERSEYSH | 69 KV | T2LOAD | LOAD
51299 | PPL | ZONE | PPL | 2156111381 | JERSEYSS | 69 KV | JESTLOAD | LOAD
51299 | PPL | ZONE | PPL | 2156113045 | JUNIATA | 69 KV | BUS1_LD | LOAD
51299 | PPL | ZONE | PPL | 2156113113 | JUNIATA | 69 KV | BUS3_LD | LOAD
51299 | PPL | ZONE | PPL | 1183219202 | KENMARTP | 69 KV | KEN1 | LOAD
51299 | PPL | ZONE | PPL | 1183219203 | KENMARTP | 69 KV | KEN2 | LOAD
51299 | PPL | ZONE | PPL | 2156111976 | KEYSTCEM | 69 KV | SUB1_LD1 | LOAD
51299 | PPL | ZONE | PPL | 2156112059 | KEYSTCEM | 69 KV | SUB1_LD2 | LOAD
51299 | PPL | ZONE | PPL | 2156112125 | KEYSTCEM | 69 KV | SUB2_LD1 | LOAD
51299 | PPL | ZONE | PPL | 2156112133 | KEYSTCEM | 69 KV | SUB2_LD2 | LOAD
51299 | PPL | ZONE | PPL | 1047932 | KING UGI | 13 KV | LOAD1 | LOAD
51299 | PPL | ZONE | PPL | 1047933 | KING UGI | 13 KV | LOAD2 | LOAD
51299 | PPL | ZONE | PPL | 1047934 | KOONSVIL | 13 KV | LOAD1 | LOAD
51299 | PPL | ZONE | PPL | 1047935 | KOONSVIL | 13 KV | LOAD2 | LOAD
51299 | PPL | ZONE | PPL | 1047936 | KUNKLE | 13 KV | LOAD1 | LOAD
51299 | PPL | ZONE | PPL | 1368996933 | LACKAENG | 24 KV | XFR1-3 | LOAD
51299 | PPL | ZONE | PPL | 1368996932 | LACKAENG | 24 KV | XFR2-4 | LOAD
51299 | PPL | ZONE | PPL | 2156113631 | LACKAWAN | 69 KV | ECAR1_LD | LOAD
51299 | PPL | ZONE | PPL | 2156113727 | LACKAWAN | 69 KV | ECAR2_LD | LOAD
51299 | PPL | ZONE | PPL | 2156113695 | LACKAWAN | 69 KV | GFLD_LD | LOAD
51299 | PPL | ZONE | PPL | 2156113647 | LACKAWAN | 69 KV | POCO_LD | LOAD
51299 | PPL | ZONE | PPL | 2156113636 | LACKAWAN | 69 KV | SCRA1_LD | LOAD
51299 | PPL | ZONE | PPL | 2156113731 | LACKAWAN | 69 KV | SCRA2_LD | LOAD
51299 | PPL | ZONE | PPL | 2156113743 | LACKAWAN | 69 KV | VARD_LD | LOAD
51299 | PPL | ZONE | PPL | 2156112778 | LAKENAOM | 69 KV | LKNA1_LD | LOAD
51299 | PPL | ZONE | PPL | 2156112717 | LAKENAOM | 69 KV | LKNA2_LD | LOAD
51299 | PPL | ZONE | PPL | 1097721340 | LANARK | 69 KV | T1 | LOAD
51299 | PPL | ZONE | PPL | 1097721341 | LANARK | 69 KV | T2 | LOAD
51299 | PPL | ZONE | PPL | 61482155 | LANCAIRP | 138 KV | LAPR | LOAD
51299 | PPL | ZONE | PPL | 2156112393 | LANCWFIL | 69 KV | LWAFLOAD | LOAD
51299 | PPL | ZONE | PPL | 2156112505 | LANSFORD | 69 KV | LANSLOAD | LOAD
51299 | PPL | ZONE | PPL | 2156111378 | LARRYSCR | 69 KV | LACRLOAD | LOAD
51299 | PPL | ZONE | PPL | 2156114164 | LAURELPU | 69 KV | LAPU_LD | LOAD
51299 | PPL | ZONE | PPL | 2156112129 | LAURELTO | 69 KV | LAUR_LD | LOAD
51299 | PPL | ZONE | PPL | 2156112022 | LAURELTO | 69 KV | MFBG_LD | LOAD
51299 | PPL | ZONE | PPL | 2041945565 | LAUSCHTO | 69 KV | BERKS1 | LOAD
51299 | PPL | ZONE | PPL | 2041945567 | LAUSCHTO | 69 KV | BERKS2 | LOAD
51299 | PPL | ZONE | PPL | 1368996934 | LAUSCHTO | 69 KV | SAKRON1 | LOAD
51299 | PPL | ZONE | PPL | 1368996935 | LAUSCHTO | 69 KV | SAKRON2 | LOAD
51299 | PPL | ZONE | PPL | 1183219204 | LAWNTON | 69 KV | T3 | LOAD
51299 | PPL | ZONE | PPL | 1183219205 | LAWNTON | 69 KV | T4 | LOAD
51299 | PPL | ZONE | PPL | 61482157 | LEOLA | 138 KV | T1 | LOAD
51299 | PPL | ZONE | PPL | 61482159 | LEOLA | 138 KV | T2 | LOAD
51299 | PPL | ZONE | PPL | 2156112395 | LETORT | 69 KV | LETOLOAD | LOAD
51299 | PPL | ZONE | PPL | 2156111375 | LEWISBRG | 69 KV | ALWDLOAD | LOAD
51299 | PPL | ZONE | PPL | 1268558220 | LEWISBRG | 69 KV | LOAD | LOAD
51299 | PPL | ZONE | PPL | 2156112185 | LIMESTON | 69 KV | LIME2_LD | LOAD
51299 | PPL | ZONE | PPL | 1047937 | LINC UGI | 13 KV | LOAD1 | LOAD
51299 | PPL | ZONE | PPL | 1047938 | LINC UGI | 13 KV | LOAD2 | LOAD
51299 | PPL | ZONE | PPL | 2156114653 | LINGLEST | 69 KV | LING1_LD | LOAD
51299 | PPL | ZONE | PPL | 2156114604 | LINGLEST | 69 KV | LING2_LD | LOAD
51299 | PPL | ZONE | PPL | 1439639693 | LOCKHAVE | 69 KV | FLEMING | LOAD
51299 | PPL | ZONE | PPL | 1348249991 | LOCKHAVE | 69 KV | FQLHLD | LOAD
51299 | PPL | ZONE | PPL | 1348249990 | LOCKHAVE | 69 KV | RENOLD | LOAD
51299 | PPL | ZONE | PPL | 2156111373 | LOCKHAVE | 69 KV | T1LOAD | LOAD
51299 | PPL | ZONE | PPL | 2156111374 | LOCKHAVE | 69 KV | T2LOAD | LOAD
51299 | PPL | ZONE | PPL | 2156112240 | LOGANTON | 69 KV | LOGA1_LD | LOAD
51299 | PPL | ZONE | PPL | 2156112234 | LOGANTON | 69 KV | LOGA2_LD | LOAD
51299 | PPL | ZONE | PPL | 2156112972 | LONGPOND | 69 KV | LOPO_LD | LOAD
51299 | PPL | ZONE | PPL | 2156108939 | LOOMIS | 13 KV | LOAD1 | LOAD
51299 | PPL | ZONE | PPL | 2156108938 | LOOMIS | 13 KV | LOAD2 | LOAD
51299 | PPL | ZONE | PPL | 2041945256 | LYCOMING | 69 KV | HEPB1_LD | LOAD
51299 | PPL | ZONE | PPL | 2041945254 | LYCOMING | 69 KV | HEPB2_LD | LOAD
51299 | PPL | ZONE | PPL | 2041945258 | LYCOMING | 69 KV | WILL1_LD | LOAD
51299 | PPL | ZONE | PPL | 2041945252 | LYCOMING | 69 KV | WILL2_LD | LOAD
51299 | PPL | ZONE | PPL | 1097721354 | MACK | 69 KV | T1 | LOAD
51299 | PPL | ZONE | PPL | 1097721355 | MACK | 69 KV | T2 | LOAD
51299 | PPL | ZONE | PPL | 2156112157 | MAHONYCI | 69 KV | GIMALOAD | LOAD
51299 | PPL | ZONE | PPL | 2156112132 | MAHONYCI | 69 KV | MACILOAD | LOAD
51299 | PPL | ZONE | PPL | 2156112033 | MAHONYCI | 69 KV | PRIMLOAD | LOAD
51299 | PPL | ZONE | PPL | 2156110803 | MANOR | 69 KV | NBUSLOAD | LOAD
51299 | PPL | ZONE | PPL | 49125 | MANOR | 69 KV | RCP | LOAD
51299 | PPL | ZONE | PPL | 2156110802 | MANOR | 69 KV | SBUSLOAD | LOAD
51299 | PPL | ZONE | PPL | 2156114084 | MARTINSC | 18 KV | AUX1_LD | LOAD
51299 | PPL | ZONE | PPL | 2156114089 | MARTINSC | 18 KV | AUX2_LD | LOAD
51299 | PPL | ZONE | PPL | 49127 | MARTINSC | 230 KV | LOAD1 | LOAD
51299 | PPL | ZONE | PPL | 2156112075 | MCGVRNVL | 69 KV | KELG1_LD | LOAD
51299 | PPL | ZONE | PPL | 2156112031 | MCGVRNVL | 69 KV | KELG2_LD | LOAD
51299 | PPL | ZONE | PPL | 2156112233 | MCGVRNVL | 69 KV | LAND1_LD | LOAD
51299 | PPL | ZONE | PPL | 2156112289 | MCGVRNVL | 69 KV | LAND2_LD | LOAD
51299 | PPL | ZONE | PPL | 2156112116 | MCGVRNVL | 69 KV | MCGO2_LD | LOAD
51299 | PPL | ZONE | PPL | 2156112002 | MCGVRNVL | 69 KV | SISP_LD | LOAD
51299 | PPL | ZONE | PPL | 98369875 | MCMICHLS | 138 KV | LOAD1 | LOAD
51299 | PPL | ZONE | PPL | 74008599 | MCMICHLS | 138 KV | LOAD2 | LOAD
51299 | PPL | ZONE | PPL | 2155501842 | MECHANIC | 69 KV | T1LOAD | LOAD
51299 | PPL | ZONE | PPL | 2155501841 | MECHANIC | 69 KV | T2LOAD | LOAD
51299 | PPL | ZONE | PPL | 2156111246 | MILLERSV | 69 KV | T1LOAD | LOAD
51299 | PPL | ZONE | PPL | 2156111247 | MILLERSV | 69 KV | T2LOAD | LOAD
51299 | PPL | ZONE | PPL | 2156114683 | MILLVIL2 | 69 KV | MVIL2_LD | LOAD
51299 | PPL | ZONE | PPL | 2155501827 | MILTON | 69 KV | LEW1LOAD | LOAD
51299 | PPL | ZONE | PPL | 2155501828 | MILTON | 69 KV | LEW2LOAD | LOAD
51299 | PPL | ZONE | PPL | 2156113012 | MONTG_PL | 69 KV | MNTG1_LD | LOAD
51299 | PPL | ZONE | PPL | 2156113013 | MONTG_PL | 69 KV | MNTG2_LD | LOAD
51299 | PPL | ZONE | PPL | 65732041 | MONTOUR | 230 KV | T30 | LOAD
51299 | PPL | ZONE | PPL | 65732039 | MONTOUR | 230 KV | T40 | LOAD
51299 | PPL | ZONE | PPL | 49130 | MONTOUR | 230 KV | TR10 | LOAD
51299 | PPL | ZONE | PPL | 2156113048 | MOYER_PK | 69 KV | MOPK1_LD | LOAD
51299 | PPL | ZONE | PPL | 2156113077 | MOYER_PK | 69 KV | MOPK2_LD | LOAD
51299 | PPL | ZONE | PPL | 2155501837 | MT ALLEN | 69 KV | T1LOAD | LOAD
51299 | PPL | ZONE | PPL | 2155501836 | MT ALLEN | 69 KV | T2LOAD | LOAD
51299 | PPL | ZONE | PPL | 2156111878 | MTBETHEL | 69 KV | T1LOAD | LOAD
51299 | PPL | ZONE | PPL | 2156111863 | MTBETHEL | 69 KV | T2LOAD | LOAD
51299 | PPL | ZONE | PPL | 1666097558 | MTNEBO | 69 KV | LOAD | LOAD
51299 | PPL | ZONE | PPL | 2156112724 | MTPOCONO | 69 KV | MOPO1_LD | LOAD
51299 | PPL | ZONE | PPL | 2156112771 | MTPOCONO | 69 KV | MOPO2_LD | LOAD
51299 | PPL | ZONE | PPL | 2156112784 | N_COOLBA | 69 KV | NCOO_LD | LOAD
51299 | PPL | ZONE | PPL | 2156114085 | NAMPTON | 138 KV | AUX_LOAD | LOAD
51299 | PPL | ZONE | PPL | 61482161 | NAMPTON | 138 KV | T1 | LOAD
51299 | PPL | ZONE | PPL | 61482163 | NAMPTON | 138 KV | T2 | LOAD
51299 | PPL | ZONE | PPL | 61482165 | NBRIDGEP | 138 KV | T1 | LOAD
51299 | PPL | ZONE | PPL | 61482167 | NBRIDGEP | 138 KV | T2 | LOAD
51299 | PPL | ZONE | PPL | 1123167132 | NEFFSVIL | 138 KV | T1 | LOAD
51299 | PPL | ZONE | PPL | 1123167133 | NEFFSVIL | 138 KV | T2 | LOAD
51299 | PPL | ZONE | PPL | 2156113027 | NEW_COLU | 69 KV | NAGY_LD | LOAD
51299 | PPL | ZONE | PPL | 2156112995 | NEW_COLU | 69 KV | NECO1_LD | LOAD
51299 | PPL | ZONE | PPL | 2156113071 | NEW_COLU | 69 KV | NECO2_LD | LOAD
51299 | PPL | ZONE | PPL | 2156114155 | NHARRISB | 69 KV | T1 | LOAD
51299 | PPL | ZONE | PPL | 2156114128 | NHARRISB | 69 KV | T2 | LOAD
51299 | PPL | ZONE | PPL | 106856735 | NSTRDSBG | 138 KV | LOAD | LOAD
51299 | PPL | ZONE | PPL | 106856737 | NSTRDSBG | 138 KV | LOAD2 | LOAD
51299 | PPL | ZONE | PPL | 2156111798 | OAKHILPL | 69 KV | OAHILOAD | LOAD
51299 | PPL | ZONE | PPL | 1183219209 | OBRLINPL | 69 KV | LOAD | LOAD
51299 | PPL | ZONE | PPL | 1348250125 | OBRLINPL | 69 KV | T1 | LOAD
51299 | PPL | ZONE | PPL | 1165467495 | OWENSILL | 69 KV | T1 | LOAD
51299 | PPL | ZONE | PPL | 2156108926 | OWENSILL | 69 KV | T2 | LOAD
51299 | PPL | ZONE | PPL | 2156112496 | PALMER_Z | 69 KV | PAZI1_LD | LOAD
51299 | PPL | ZONE | PPL | 2156112486 | PALMER_Z | 69 KV | PAZI2_LD | LOAD
51299 | PPL | ZONE | PPL | 2156112398 | PALMERTO | 69 KV | PALM1_LD | LOAD
51299 | PPL | ZONE | PPL | 2156112475 | PALMERTO | 69 KV | PALM2_LD | LOAD
51299 | PPL | ZONE | PPL | 2156111746 | PALOOKA | 69 KV | GEOR_LD1 | LOAD
51299 | PPL | ZONE | PPL | 2156111834 | PALOOKA | 69 KV | GEOR_LD2 | LOAD
51299 | PPL | ZONE | PPL | 1123167136 | PARKCITY | 138 KV | PARK | LOAD
51299 | PPL | ZONE | PPL | 1368996804 | PARKCITY | 138 KV | PARK2 | LOAD
51299 | PPL | ZONE | PPL | 1165467499 | PARRISPL | 69 KV | T1 | LOAD
51299 | PPL | ZONE | PPL | 1268558218 | PATRIOT1 | 23 KV | SSL10 | LOAD
51299 | PPL | ZONE | PPL | 1268558219 | PATRIOT1 | 23 KV | SSL20 | LOAD
51299 | PPL | ZONE | PPL | 1183219200 | PAUPACK | 69 KV | HONE1 | LOAD
51299 | PPL | ZONE | PPL | 1183219201 | PAUPACK | 69 KV | HONE2 | LOAD
51299 | PPL | ZONE | PPL | 2156114752 | PAXTON | 69 KV | PAXT3_LD | LOAD
51299 | PPL | ZONE | PPL | 2156114628 | PAXTON | 69 KV | PAXT4_LD | LOAD
51299 | PPL | ZONE | PPL | 2156114908 | PLASTICV | 69 KV | PLAS_LD | LOAD
51299 | PPL | ZONE | PPL | 1047939 | PLYM UGI | 13 KV | LOAD1 | LOAD
51299 | PPL | ZONE | PPL | 1047940 | PLYM UGI | 13 KV | LOAD2 | LOAD
51299 | PPL | ZONE | PPL | 1348250150 | POCONO | 69 KV | BLMG | LOAD
51299 | PPL | ZONE | PPL | 1348250149 | POCONO | 69 KV | LKWN | LOAD
51299 | PPL | ZONE | PPL | 2156112956 | POCONO_F | 69 KV | POFA1_LD | LOAD
51299 | PPL | ZONE | PPL | 2156112708 | POCONO_F | 69 KV | POFA2_LD | LOAD
51299 | PPL | ZONE | PPL | 2156110122 | POINT1 | 69 KV | T1_LOAD | LOAD
51299 | PPL | ZONE | PPL | 2156110123 | POINT1 | 69 KV | T2_LOAD | LOAD
51299 | PPL | ZONE | PPL | 1047925 | POPETALB | 69 KV | POTA LD | LOAD
51299 | PPL | ZONE | PPL | 1097721379 | PORTCRBN | 69 KV | LOAD1 | LOAD
51299 | PPL | ZONE | PPL | 61482169 | PRINCEPL | 138 KV | T1 | LOAD
51299 | PPL | ZONE | PPL | 61482171 | PRINCEPL | 138 KV | T2 | LOAD
51299 | PPL | ZONE | PPL | 61482173 | PRINCEPL | 138 KV | T3 | LOAD
51299 | PPL | ZONE | PPL | 61482175 | PRINCEPL | 138 KV | T4 | LOAD
51299 | PPL | ZONE | PPL | 2156108930 | PRODUCTS | 69 KV | PROD LD | LOAD
51299 | PPL | ZONE | PPL | 2156114606 | PROGRES2 | 69 KV | PROG1_LD | LOAD
51299 | PPL | ZONE | PPL | 2156114738 | PROGRES2 | 69 KV | PROG2_LD | LOAD
51299 | PPL | ZONE | PPL | 2156113112 | QUAK_PL | 69 KV | QUAK1_LD | LOAD
51299 | PPL | ZONE | PPL | 2156113026 | QUAK_PL | 69 KV | QUAK2_LD | LOAD
51299 | PPL | ZONE | PPL | 1368996813 | QUARRY | 69 KV | AIRCO | LOAD
51299 | PPL | ZONE | PPL | 1097721384 | QUARRY | 69 KV | SAND1 | LOAD
51299 | PPL | ZONE | PPL | 1097721385 | QUARRY | 69 KV | SAND2 | LOAD
51299 | PPL | ZONE | PPL | 1368996814 | QUARRY | 69 KV | SIEGFRD1 | LOAD
51299 | PPL | ZONE | PPL | 1368996815 | QUARRY | 69 KV | SIEGFRD2 | LOAD
51299 | PPL | ZONE | PPL | 2156114148 | RALSTON | 69 KV | FRY3_LD | LOAD
51299 | PPL | ZONE | PPL | 2156114104 | RALSTON | 69 KV | RALS_LD | LOAD
51299 | PPL | ZONE | PPL | 1097721303 | READANCT | 69 KV | LOAD1 | LOAD
51299 | PPL | ZONE | PPL | 123900895 | REDFRONT | 115 KV | TRAN1 | LOAD
51299 | PPL | ZONE | PPL | 2156113001 | RICH_PL | 69 KV | RICH1_LD | LOAD
51299 | PPL | ZONE | PPL | 2156113051 | RICH_PL | 69 KV | RICH2_LD | LOAD
51299 | PPL | ZONE | PPL | 2156113024 | RIDGRDPL | 69 KV | PERK1_LD | LOAD
51299 | PPL | ZONE | PPL | 2156113006 | RIDGRDPL | 69 KV | PERK2_LD | LOAD
51299 | PPL | ZONE | PPL | 2156113090 | RIDGRDPL | 69 KV | RIRO1_LD | LOAD
51299 | PPL | ZONE | PPL | 2156112996 | RIDGRDPL | 69 KV | RIRO2_LD | LOAD
51299 | PPL | ZONE | PPL | 2156114546 | ROHRSBUR | 69 KV | ROHR1_LD | LOAD
51299 | PPL | ZONE | PPL | 61482177 | ROHRSTOW | 138 KV | T1 | LOAD
51299 | PPL | ZONE | PPL | 61482179 | ROHRSTOW | 138 KV | T2 | LOAD
51299 | PPL | ZONE | PPL | 1338416813 | ROSEVILL | 138 KV | LOAD2 | LOAD
51299 | PPL | ZONE | PPL | 1123167151 | ROSEVILL | 138 KV | ROSE | LOAD
51299 | PPL | ZONE | PPL | 2155501832 | ROSSMOYN | 69 KV | T1LOAD | LOAD
51299 | PPL | ZONE | PPL | 2155501833 | ROSSMOYN | 69 KV | T2LOAD | LOAD
51299 | PPL | ZONE | PPL | 1183219206 | RUTHFORD | 69 KV | LOAD | LOAD
51299 | PPL | ZONE | PPL | 61482183 | S WHI | 138 KV | T1 | LOAD
51299 | PPL | ZONE | PPL | 61482185 | S WHI | 138 KV | T2 | LOAD
51299 | PPL | ZONE | PPL | 2156113081 | S_MILTON | 69 KV | SMIL1_LD | LOAD
51299 | PPL | ZONE | PPL | 2156113017 | S_MILTON | 69 KV | SMIL2_LD | LOAD
51299 | PPL | ZONE | PPL | 49140 | SAFEHARB | 13 KV | 25CYCL | LOAD
51299 | PPL | ZONE | PPL | 49139 | SAFEHARB | 13 KV | TRAN_A | LOAD
51299 | PPL | ZONE | PPL | 2156114729 | SAKRON | 69 KV | BERK1_LD | LOAD
51299 | PPL | ZONE | PPL | 2156114572 | SAKRON | 69 KV | BERK2_LD | LOAD
51299 | PPL | ZONE | PPL | 2156114533 | SAKRON | 69 KV | EARL_LD | LOAD
51299 | PPL | ZONE | PPL | 2156114686 | SAKRON | 69 KV | LAUS1_LD | LOAD
51299 | PPL | ZONE | PPL | 2156114786 | SAKRON | 69 KV | LAUS2_LD | LOAD
51299 | PPL | ZONE | PPL | 2156114647 | SAKRON | 69 KV | SMAN3_LD | LOAD
51299 | PPL | ZONE | PPL | 2156114548 | SAKRON | 69 KV | T1_LD | LOAD
51299 | PPL | ZONE | PPL | 2156114603 | SAKRON | 69 KV | T2_LD | LOAD
51299 | PPL | ZONE | PPL | 1165467502 | SALEMPL | 69 KV | T1 | LOAD
51299 | PPL | ZONE | PPL | 1097721397 | SALISBPL | 69 KV | T1 | LOAD
51299 | PPL | ZONE | PPL | 1097721398 | SALISBPL | 69 KV | T2 | LOAD
51299 | PPL | ZONE | PPL | 1097721399 | SALLENTP | 69 KV | LOAD1 | LOAD
51299 | PPL | ZONE | PPL | 2156112748 | SANOFI_P | 69 KV | SANO1_LD | LOAD
51299 | PPL | ZONE | PPL | 2156112822 | SANOFI_P | 69 KV | SANO2_LD | LOAD
51299 | PPL | ZONE | PPL | 61482187 | SCHNCKVL | 138 KV | T1 | LOAD
51299 | PPL | ZONE | PPL | 61482189 | SCHNCKVL | 138 KV | T2 | LOAD
51299 | PPL | ZONE | PPL | 2156108932 | SCOTTPL | 69 KV | SCOT1 LD | LOAD
51299 | PPL | ZONE | PPL | 2156108931 | SCOTTPL | 69 KV | SCOT2 LD | LOAD
51299 | PPL | ZONE | PPL | 1097721402 | SEIDERVL | 69 KV | T1 | LOAD
51299 | PPL | ZONE | PPL | 1097721403 | SEIDERVL | 69 KV | T2 | LOAD
51299 | PPL | ZONE | PPL | 2156112993 | SELLERSV | 69 KV | SELL1_LD | LOAD
51299 | PPL | ZONE | PPL | 2156113101 | SELLERSV | 69 KV | SELL2_LD | LOAD
51299 | PPL | ZONE | PPL | 1183219215 | SFARMERS | 69 KV | T1 | LOAD
51299 | PPL | ZONE | PPL | 2156114302 | SFARMERS | 69 KV | T2 | LOAD
51299 | PPL | ZONE | PPL | 2155501834 | SHEELYLN | 69 KV | CUST1_LD | LOAD
51299 | PPL | ZONE | PPL | 2155501835 | SHEELYLN | 69 KV | CUST2_LD | LOAD
51299 | PPL | ZONE | PPL | 2156112212 | SHENAND | 69 KV | KEANLOAD | LOAD
51299 | PPL | ZONE | PPL | 2156112066 | SHENAND | 69 KV | T1LOAD | LOAD
51299 | PPL | ZONE | PPL | 2156112128 | SHENAND | 69 KV | T2LOAD | LOAD
51299 | PPL | ZONE | PPL | 2156113570 | SHERMAND | 69 KV | SDLE_LD | LOAD
51299 | PPL | ZONE | PPL | 2156113720 | SHERMAND | 69 KV | SSHE_LD | LOAD
51299 | PPL | ZONE | PPL | 1775808002 | SIEGFRIE | 69 KV | MICK1 | LOAD
51299 | PPL | ZONE | PPL | 1775808000 | SIEGFRIE | 69 KV | MICK2 | LOAD
51299 | PPL | ZONE | PPL | 1775807999 | SIEGFRIE | 69 KV | QUAR1 | LOAD
51299 | PPL | ZONE | PPL | 1775808001 | SIEGFRIE | 69 KV | QUAR2 | LOAD
51299 | PPL | ZONE | PPL | 2156110805 | SMANHEIM | 69 KV | LAVI_LD | LOAD
51299 | PPL | ZONE | PPL | 2156110804 | SMANHEIM | 69 KV | SAKR3_LD | LOAD
51299 | PPL | ZONE | PPL | 2155501843 | SOMECH | 69 KV | T1LOAD | LOAD
51299 | PPL | ZONE | PPL | 2155501831 | SPORTING | 69 KV | TR1LOAD | LOAD
51299 | PPL | ZONE | PPL | 2155501830 | SPORTING | 69 KV | TR2LOAD | LOAD
51299 | PPL | ZONE | PPL | 1132281059 | SPRNGFLD | 69 KV | COOP1 | LOAD
51299 | PPL | ZONE | PPL | 2156112507 | SSLATING | 69 KV | SSL1LOAD | LOAD
51299 | PPL | ZONE | PPL | 2156112368 | SSLATING | 69 KV | SSL2LOAD | LOAD
51299 | PPL | ZONE | PPL | 2156113901 | ST_JOHNS | 69 KV | SAJO1_LD | LOAD
51299 | PPL | ZONE | PPL | 2156113918 | ST_JOHNS | 69 KV | SAJO2_LD | LOAD
51299 | PPL | ZONE | PPL | 49154 | STANTON | 69 KV | BUS1 | LOAD
51299 | PPL | ZONE | PPL | 49155 | STANTON | 69 KV | BUS3 | LOAD
51299 | PPL | ZONE | PPL | 2156113988 | STEELCTY | 13 KV | AUXLOAD1 | LOAD
51299 | PPL | ZONE | PPL | 2156113959 | STEELCTY | 13 KV | AUXLOAD5 | LOAD
51299 | PPL | ZONE | PPL | 2156113950 | STEELCTY | 18 KV | AUXLOAD8 | LOAD
51299 | PPL | ZONE | PPL | 49156 | STEELTON | 230 KV | TRAN_1 | LOAD
51299 | PPL | ZONE | PPL | 49158 | STEELTON | 230 KV | TRAN_2 | LOAD
51299 | PPL | ZONE | PPL | 49157 | STEELTON | 230 KV | TRAN_3 | LOAD
51299 | PPL | ZONE | PPL | 106856739 | STRDSBG | 138 KV | LOAD1 | LOAD
51299 | PPL | ZONE | PPL | 106856741 | STRDSBG | 138 KV | LOAD2 | LOAD
51299 | PPL | ZONE | PPL | 21601640 | SULLIVPL | 69 KV | LOAD1 | LOAD
51299 | PPL | ZONE | PPL | 1775808124 | SUMMITPL | 69 KV | BROOLOAD | LOAD
51299 | PPL | ZONE | PPL | 1775808126 | SUMMITPL | 69 KV | MORGLOAD | LOAD
51299 | PPL | ZONE | PPL | 1775808121 | SUMMITPL | 69 KV | PRO1LOAD | LOAD
51299 | PPL | ZONE | PPL | 1775808122 | SUMMITPL | 69 KV | PRO2LOAD | LOAD
51299 | PPL | ZONE | PPL | 1775808125 | SUMMITPL | 69 KV | STA1LOAD | LOAD
51299 | PPL | ZONE | PPL | 1775808123 | SUMMITPL | 69 KV | STA2LOAD | LOAD
51299 | PPL | ZONE | PPL | 61482191 | SUMNER | 138 KV | T1 | LOAD
51299 | PPL | ZONE | PPL | 61482193 | SUMNER | 138 KV | T2 | LOAD
51299 | PPL | ZONE | PPL | 49159 | SUNBURY | 12 KV | COTULD | LOAD
51299 | PPL | ZONE | PPL | 1869174842 | SUNBURY | 69 KV | DAUP_LD | LOAD
51299 | PPL | ZONE | PPL | 1869174840 | SUNBURY | 69 KV | FAIR_LD | LOAD
51299 | PPL | ZONE | PPL | 2156114131 | SUNBURY | 69 KV | HAMI_LD | LOAD
51299 | PPL | ZONE | PPL | 1869174833 | SUNBURY | 69 KV | HUNT_LD | LOAD
51299 | PPL | ZONE | PPL | 1869174832 | SUNBURY | 69 KV | MIDD_LD | LOAD
51299 | PPL | ZONE | PPL | 1869174838 | SUNBURY | 69 KV | REED_LD | LOAD
51299 | PPL | ZONE | PPL | 1869174837 | SUNBURY | 69 KV | TR20_LD | LOAD
51299 | PPL | ZONE | PPL | 49166 | SUSQT10 | 230 KV | T10 | LOAD
51299 | PPL | ZONE | PPL | 49165 | SUSQUEHA | 230 KV | TRAN20 | LOAD
51299 | PPL | ZONE | PPL | 67719505 | SUSQUEHA | 24 KV | T11 | LOAD
51299 | PPL | ZONE | PPL | 67719509 | SUSQUEHA | 24 KV | T12 | LOAD
51299 | PPL | ZONE | PPL | 2156113044 | SUSQUEHA | 69 KV | LOAD1 | LOAD
51299 | PPL | ZONE | PPL | 2156113025 | SUSQUEHA | 69 KV | LOAD2 | LOAD
51299 | PPL | ZONE | PPL | 2156113064 | SUSQUEHA | 69 KV | LOAD3 | LOAD
51299 | PPL | ZONE | PPL | 2156113047 | SUSQUEHA | 69 KV | LOAD4 | LOAD
51299 | PPL | ZONE | PPL | 1183219214 | SWATARA | 69 KV | TRAN | LOAD
51299 | PPL | ZONE | PPL | 1047941 | SWOYERSV | 13 KV | LOAD1 | LOAD
51299 | PPL | ZONE | PPL | 1047942 | SWOYERSV | 13 KV | LOAD2 | LOAD
51299 | PPL | ZONE | PPL | 2156112069 | TAMANEND | 69 KV | T1LOAD | LOAD
51299 | PPL | ZONE | PPL | 2156112176 | TAMANEND | 69 KV | T3LOAD | LOAD
51299 | PPL | ZONE | PPL | 61482181 | TANNERSV | 138 KV | T1 | LOAD
51299 | PPL | ZONE | PPL | 98369877 | TANNERSV | 138 KV | T2 | LOAD
51299 | PPL | ZONE | PPL | 2156113110 | TELEFORD | 69 KV | TELF_LD | LOAD
51299 | PPL | ZONE | PPL | 2156112800 | TOBYHANN | 69 KV | TOBY1_LD | LOAD
51299 | PPL | ZONE | PPL | 2156112973 | TOBYHANN | 69 KV | TOBY2_LD | LOAD
51299 | PPL | ZONE | PPL | 2156112481 | TREICHLE | 69 KV | TR12LOAD | LOAD
51299 | PPL | ZONE | PPL | 2156113099 | TRUMBAUE | 69 KV | TRUM2_LD | LOAD
51299 | PPL | ZONE | PPL | 2156112189 | TUSCAROR | 69 KV | REYNLOAD | LOAD
51299 | PPL | ZONE | PPL | 2156112181 | TUSCAROR | 69 KV | TUSCLOAD | LOAD
51299 | PPL | ZONE | PPL | 2156112293 | UNIVERPL | 69 KV | UNIV_LD1 | LOAD
51299 | PPL | ZONE | PPL | 2156112162 | UNIVERPL | 69 KV | UNIV_LD2 | LOAD
51299 | PPL | ZONE | PPL | 2156114669 | USGYPSU2 | 69 KV | USGYP_LD | LOAD
51299 | PPL | ZONE | PPL | 2156113943 | VALMONT | 69 KV | VALM2_LD | LOAD
51299 | PPL | ZONE | PPL | 2156112764 | WAGNERS | 69 KV | WAGN1_LD | LOAD
51299 | PPL | ZONE | PPL | 2156112712 | WAGNERS | 69 KV | WAGN2_LD | LOAD
51299 | PPL | ZONE | PPL | 135388653 | WAKEFIPL | 69 KV | WAKE LD | LOAD
51299 | PPL | ZONE | PPL | 1097721442 | WALLENTN | 69 KV | T1 | LOAD
51299 | PPL | ZONE | PPL | 1097721443 | WALLENTN | 69 KV | T2 | LOAD
51299 | PPL | ZONE | PPL | 2156113056 | WATSONPL | 69 KV | MOPU_LD | LOAD
51299 | PPL | ZONE | PPL | 2156112997 | WATSONPL | 69 KV | WATS_LD | LOAD
51299 | PPL | ZONE | PPL | 2156108928 | WBERWICK | 69 KV | WBER LD | LOAD
51299 | PPL | ZONE | PPL | 2156112951 | WBLOOMSB | 69 KV | WBLO_LD | LOAD
51299 | PPL | ZONE | PPL | 2041945641 | WCARLTAP | 69 KV | NEKI LD | LOAD
51299 | PPL | ZONE | PPL | 2156114163 | WCARLTAP | 69 KV | WCAR1_LD | LOAD
51299 | PPL | ZONE | PPL | 2041945646 | WCARLTAP | 69 KV | WCAR2 LD | LOAD
51299 | PPL | ZONE | PPL | 2155501839 | WERTZVIL | 69 KV | T1LOAD | LOAD
51299 | PPL | ZONE | PPL | 2155501838 | WERTZVIL | 69 KV | T2LOAD | LOAD
51299 | PPL | ZONE | PPL | 1097721436 | WESCOSVI | 69 KV | T1 | LOAD
51299 | PPL | ZONE | PPL | 1097721437 | WESCOSVI | 69 KV | T2 | LOAD
51299 | PPL | ZONE | PPL | 1097721438 | WESCOSVI | 69 KV | T3 | LOAD
51299 | PPL | ZONE | PPL | 1097721439 | WESCOSVI | 69 KV | T4 | LOAD
51299 | PPL | ZONE | PPL | 2156111244 | WESTLANC | 69 KV | T1LOAD | LOAD
51299 | PPL | ZONE | PPL | 2156111245 | WESTLANC | 69 KV | T2LOAD | LOAD
51299 | PPL | ZONE | PPL | 2156111248 | WESTWILL | 69 KV | T1LOAD | LOAD
51299 | PPL | ZONE | PPL | 2156111249 | WESTWILL | 69 KV | T2LOAD | LOAD
51299 | PPL | ZONE | PPL | 2156108927 | WILKBARR | 69 KV | T1 | LOAD
51299 | PPL | ZONE | PPL | 1165467498 | WILKBARR | 69 KV | T2 | LOAD
51299 | PPL | ZONE | PPL | 1165467500 | WILLSTAP | 69 KV | HUMBOLD1 | LOAD
51299 | PPL | ZONE | PPL | 1165467501 | WILLSTAP | 69 KV | HUMBOLD2 | LOAD
51299 | PPL | ZONE | PPL | 2156114610 | WINDSOR | 69 KV | WIND1_LD | LOAD
51299 | PPL | ZONE | PPL | 2156114640 | WINDSOR | 69 KV | WIND2_LD | LOAD
51299 | PPL | ZONE | PPL | 2156111383 | WOOLRICH | 69 KV | WOOL_LD1 | LOAD
51299 | PPL | ZONE | PPL | 2156111382 | WOOLRICH | 69 KV | WOOL_LD2 | LOAD
51299 | PPL | ZONE | PPL | 2156113930 | WRIGHT_T | 69 KV | WRTP1_LD | LOAD
51299 | PPL | ZONE | PPL | 2156113884 | WRIGHT_T | 69 KV | WRTP2_LD | LOAD
51299 | PPL | ZONE | PPL | 1107277726 | WSHORE | 69 KV | HARR1 | LOAD
51299 | PPL | ZONE | PPL | 1107277729 | WSHORE | 69 KV | HARR2 | LOAD
51299 | PPL | ZONE | PPL | 1107277728 | WSHORE | 69 KV | WHHI1 | LOAD
51299 | PPL | ZONE | PPL | 1107277731 | WSHORE | 69 KV | WHHI2 | LOAD
51301 | PSEG | ZONE | PSEG | 2156113672 | 14STREET | 69 KV | 69-1LD | LOAD
51301 | PSEG | ZONE | PSEG | 2156113579 | 14STREET | 69 KV | 69-2LD | LOAD
51301 | PSEG | ZONE | PSEG | 2156113578 | 14STREET | 69 KV | 69-3LD | LOAD
51301 | PSEG | ZONE | PSEG | 2156113633 | 14STREET | 69 KV | T1LD | LOAD
51301 | PSEG | ZONE | PSEG | 2156113738 | 14STREET | 69 KV | T2LD | LOAD
51301 | PSEG | ZONE | PSEG | 21601618 | ADAMS | 13 KV | LOAD1 | LOAD
51301 | PSEG | ZONE | PSEG | 21601619 | ADAMS | 13 KV | LOAD2 | LOAD
51301 | PSEG | ZONE | PSEG | 2041942132 | ALDENE | 230 KV | 220-3LD | LOAD
51301 | PSEG | ZONE | PSEG | 48592 | ALDENE | 230 KV | T-10 | LOAD
51301 | PSEG | ZONE | PSEG | 48593 | ALDENE | 230 KV | T-20 | LOAD
51301 | PSEG | ZONE | PSEG | 74008579 | ALDENE | 230 KV | T220-1 | LOAD
51301 | PSEG | ZONE | PSEG | 1248978380 | ALDENE | 230 KV | T220-2 | LOAD
51301 | PSEG | ZONE | PSEG | 48594 | ATHENIA | 26 KV | AB GRP | LOAD
51301 | PSEG | ZONE | PSEG | 48596 | ATHENIA | 26 KV | IM GRP | LOAD
51301 | PSEG | ZONE | PSEG | 48595 | ATHENIA | 26 KV | OU GRP | LOAD
51301 | PSEG | ZONE | PSEG | 1356147532 | ATHENIA | 26 KV | T4 | LOAD
51301 | PSEG | ZONE | PSEG | 1869174059 | BARCLAYS | 69 KV | TALD | LOAD
51301 | PSEG | ZONE | PSEG | 1869174058 | BARCLAYS | 69 KV | TBLD | LOAD
51301 | PSEG | ZONE | PSEG | 1084378552 | BAYONNE | 138 KV | T10-LOAD | LOAD
51301 | PSEG | ZONE | PSEG | 1084378553 | BAYONNE | 138 KV | T40-LOAD | LOAD
51301 | PSEG | ZONE | PSEG | 2156109283 | BAYONNE | 26 KV | 1_LOAD | LOAD
51301 | PSEG | ZONE | PSEG | 2156109284 | BAYONNE | 26 KV | 2_LOAD | LOAD
51301 | PSEG | ZONE | PSEG | 1666096151 | BAYONNE | 345 KV | T-20 | LOAD
51301 | PSEG | ZONE | PSEG | 1666096149 | BAYONNE | 345 KV | T-30 | LOAD
51301 | PSEG | ZONE | PSEG | 1368995966 | BAYWAY | 345 KV | 345-1 | LOAD
51301 | PSEG | ZONE | PSEG | 1368995967 | BAYWAY | 345 KV | 345-2 | LOAD
51301 | PSEG | ZONE | PSEG | 1368995968 | BAYWAY | 345 KV | 345-3 | LOAD
51301 | PSEG | ZONE | PSEG | 48751 | BEAVERBR | 230 KV | T-1 | LOAD
51301 | PSEG | ZONE | PSEG | 48752 | BEAVERBR | 230 KV | T-2 | LOAD
51301 | PSEG | ZONE | PSEG | 2041943687 | BELLEMDT | 69 KV | BELLMEAD | LOAD
51301 | PSEG | ZONE | PSEG | 48603 | BELLEVIL | 230 KV | 26KV | LOAD
51301 | PSEG | ZONE | PSEG | 48604 | BELLEVIL | 230 KV | 26KV-2 | LOAD
51301 | PSEG | ZONE | PSEG | 48605 | BENNETTS | 230 KV | 13KV | LOAD
51301 | PSEG | ZONE | PSEG | 48606 | BENNETTS | 230 KV | 13KV-2 | LOAD
51301 | PSEG | ZONE | PSEG | 41935329 | BERGEN | 230 KV | 13KV-1 | LOAD
51301 | PSEG | ZONE | PSEG | 41935331 | BERGEN | 230 KV | 13KV-2 | LOAD
51301 | PSEG | ZONE | PSEG | 41935333 | BERGEN | 230 KV | 13KV-3 | LOAD
51301 | PSEG | ZONE | PSEG | 41935335 | BERGEN | 230 KV | 13KV-4 | LOAD
51301 | PSEG | ZONE | PSEG | 83734231 | BERGEN | 26 KV | 26KV-1 | LOAD
51301 | PSEG | ZONE | PSEG | 83734233 | BERGEN | 26 KV | 26KV-2 | LOAD
51301 | PSEG | ZONE | PSEG | 83734235 | BERGEN | 26 KV | 26KV-3 | LOAD
51301 | PSEG | ZONE | PSEG | 2156110784 | BERGEN | 69 KV | MOBILE | LOAD
51301 | PSEG | ZONE | PSEG | 1107276870 | BERGENFI | 230 KV | T1-LOAD | LOAD
51301 | PSEG | ZONE | PSEG | 1107276869 | BERGENFI | 230 KV | T2-LOAD | LOAD
51301 | PSEG | ZONE | PSEG | 1666096442 | BRANCBRK | 69 KV | T-1 | LOAD
51301 | PSEG | ZONE | PSEG | 1666096441 | BRANCBRK | 69 KV | T-2 | LOAD
51301 | PSEG | ZONE | PSEG | 48614 | BRIDGEWA | 230 KV | 13KV | LOAD
51301 | PSEG | ZONE | PSEG | 48615 | BRIDGEWA | 230 KV | 13KV-2 | LOAD
51301 | PSEG | ZONE | PSEG | 48612 | BRIDGEWA | 230 KV | 26KV | LOAD
51301 | PSEG | ZONE | PSEG | 48613 | BRIDGEWA | 230 KV | 26KV-2 | LOAD
51301 | PSEG | ZONE | PSEG | 1338415994 | BRUNSWIC | 230 KV | T-10 | LOAD
51301 | PSEG | ZONE | PSEG | 45565781 | BRUNSWIC | 230 KV | T20 | LOAD
51301 | PSEG | ZONE | PSEG | 41935337 | BRUNSWIC | 26 KV | 26KV-A | LOAD
51301 | PSEG | ZONE | PSEG | 41935339 | BRUNSWIC | 26 KV | 26KV-B | LOAD
51301 | PSEG | ZONE | PSEG | 1869174088 | BURLINGT | 230 KV | 230-10LD | LOAD
51301 | PSEG | ZONE | PSEG | 1207060705 | BURLINGT | 26 KV | LOAD2 | LOAD
51301 | PSEG | ZONE | PSEG | 1207060704 | BURLINGT | 26 KV | LOAD3 | LOAD
51301 | PSEG | ZONE | PSEG | 2156111229 | BUSTLETO | 13 KV | T1LD | LOAD
51301 | PSEG | ZONE | PSEG | 2156111228 | BUSTLETO | 13 KV | T2LD | LOAD
51301 | PSEG | ZONE | PSEG | 2156113870 | CAMDEN | 26 KV | 220-1LD | LOAD
51301 | PSEG | ZONE | PSEG | 2156113989 | CAMDEN | 26 KV | 220-2LD | LOAD
51301 | PSEG | ZONE | PSEG | 2156113977 | CAMDEN | 26 KV | 220-3LD | LOAD
51301 | PSEG | ZONE | PSEG | 2041943129 | CAMDEN | 69 KV | T-1LOAD | LOAD
51301 | PSEG | ZONE | PSEG | 2156109875 | CAMDEN | 69 KV | T2LOAD | LOAD
51301 | PSEG | ZONE | PSEG | 2041943555 | CAMDENIM | 69 KV | T1LD | LOAD
51301 | PSEG | ZONE | PSEG | 2041943559 | CAMDENIM | 69 KV | T2LD | LOAD
51301 | PSEG | ZONE | PSEG | 2155501816 | CARLSTAD | 69 KV | 69-1 | LOAD
51301 | PSEG | ZONE | PSEG | 2155501818 | CARLSTAD | 69 KV | 69-2 | LOAD
51301 | PSEG | ZONE | PSEG | 1165466788 | CARLSTAD | 69 KV | LOAD1 | LOAD
51301 | PSEG | ZONE | PSEG | 1165466789 | CARLSTAD | 69 KV | LOAD2 | LOAD
51301 | PSEG | ZONE | PSEG | 2041943627 | CBR_LAW | 69 KV | T1LD | LOAD
51301 | PSEG | ZONE | PSEG | 2041943618 | CBR_LAW | 69 KV | T2LD | LOAD
51301 | PSEG | ZONE | PSEG | 1084378594 | CEDARSUB | 230 KV | T-1 | LOAD
51301 | PSEG | ZONE | PSEG | 1084378595 | CEDARSUB | 230 KV | T-2 | LOAD
51301 | PSEG | ZONE | PSEG | 2156110110 | CHESTERF | 230 KV | T-1 | LOAD
51301 | PSEG | ZONE | PSEG | 1107277062 | CINNAMIN | 230 KV | T10-LOAD | LOAD
51301 | PSEG | ZONE | PSEG | 1165466820 | CINNAMIN | 230 KV | T20-LOAD | LOAD
51301 | PSEG | ZONE | PSEG | 1107277063 | CINNAMIN | 230 KV | T30-LOAD | LOAD
51301 | PSEG | ZONE | PSEG | 1165466821 | CINNAMIN | 230 KV | T40-LOAD | LOAD
51301 | PSEG | ZONE | PSEG | 2041943552 | CJN | 69 KV | T1LD | LOAD
51301 | PSEG | ZONE | PSEG | 2041943546 | CJN | 69 KV | T2LD | LOAD
51301 | PSEG | ZONE | PSEG | 48765 | CLARKSVI | 230 KV | T-1 | LOAD
51301 | PSEG | ZONE | PSEG | 48766 | CLARKSVI | 230 KV | T-2 | LOAD
51301 | PSEG | ZONE | PSEG | 1318129868 | CLARKSVI | 230 KV | T3 | LOAD
51301 | PSEG | ZONE | PSEG | 1318129867 | CLARKSVI | 230 KV | T4 | LOAD
51301 | PSEG | ZONE | PSEG | 2156110107 | CLAYSTR | 69 KV | T-1LD | LOAD
51301 | PSEG | ZONE | PSEG | 2156110109 | CLAYSTR | 69 KV | T-2LD | LOAD
51301 | PSEG | ZONE | PSEG | 2156110108 | CLAYSTR | 69 KV | T-3LD | LOAD
51301 | PSEG | ZONE | PSEG | 48621 | CLIF PS | 230 KV | T-1 | LOAD
51301 | PSEG | ZONE | PSEG | 48622 | CLIF PS | 230 KV | T-2 | LOAD
51301 | PSEG | ZONE | PSEG | 21601622 | COOKRD | 13 KV | LOAD1 | LOAD
51301 | PSEG | ZONE | PSEG | 21601624 | COOKRD | 13 KV | LOAD3 | LOAD
51301 | PSEG | ZONE | PSEG | 1183218270 | COOKRD | 230 KV | T2_LD | LOAD
51301 | PSEG | ZONE | PSEG | 1183218269 | COOKRD | 230 KV | T4_LD | LOAD
51301 | PSEG | ZONE | PSEG | 123900885 | COXSCORN | 230 KV | T-1 | LOAD
51301 | PSEG | ZONE | PSEG | 41935373 | COXSCORN | 230 KV | T-2 | LOAD
51301 | PSEG | ZONE | PSEG | 2156111230 | CROSSWIC | 13 KV | T1LD | LOAD
51301 | PSEG | ZONE | PSEG | 2156111231 | CROSSWIC | 13 KV | T2LD | LOAD
51301 | PSEG | ZONE | PSEG | 2041943592 | CSQ_HOPE | 69 KV | T1LD | LOAD
51301 | PSEG | ZONE | PSEG | 2041943584 | CSQ_HOPE | 69 KV | T2LD | LOAD
51301 | PSEG | ZONE | PSEG | 2041943589 | CSQ_HOPE | 69 KV | T3LD | LOAD
51301 | PSEG | ZONE | PSEG | 1165466839 | CUTHBERT | 230 KV | T10LD | LOAD
51301 | PSEG | ZONE | PSEG | 1165466836 | CUTHBERT | 230 KV | T20LD | LOAD
51301 | PSEG | ZONE | PSEG | 1165466837 | CUTHBERT | 230 KV | T30LD | LOAD
51301 | PSEG | ZONE | PSEG | 1165466838 | CUTHBERT | 230 KV | T40LD | LOAD
51301 | PSEG | ZONE | PSEG | 1552824203 | DEANS | 230 KV | LOAD | LOAD
51301 | PSEG | ZONE | PSEG | 2041943567 | DELAIR | 69 KV | T1LD | LOAD
51301 | PSEG | ZONE | PSEG | 2041943564 | DELAIR | 69 KV | T2LD | LOAD
51301 | PSEG | ZONE | PSEG | 48773 | DEPTFORD | 230 KV | T-1 | LOAD
51301 | PSEG | ZONE | PSEG | 48774 | DEPTFORD | 230 KV | T-2 | LOAD
51301 | PSEG | ZONE | PSEG | 119117421 | DEPTFORD | 230 KV | T-3 | LOAD
51301 | PSEG | ZONE | PSEG | 119117423 | DEPTFORD | 230 KV | T-4 | LOAD
51301 | PSEG | ZONE | PSEG | 2156111364 | DEVILSBR | 13 KV | T1LD | LOAD
51301 | PSEG | ZONE | PSEG | 2156111365 | DEVILSBR | 13 KV | T2LD | LOAD
51301 | PSEG | ZONE | PSEG | 41935345 | DOREMUSP | 138 KV | T-1 | LOAD
51301 | PSEG | ZONE | PSEG | 41935347 | DOREMUSP | 138 KV | T-2 | LOAD
51301 | PSEG | ZONE | PSEG | 41935349 | DOREMUSP | 138 KV | T-3 | LOAD
51301 | PSEG | ZONE | PSEG | 41935351 | DOREMUSP | 138 KV | T-4 | LOAD
51301 | PSEG | ZONE | PSEG | 1869174054 | DOWJONES | 69 KV | T1LD | LOAD
51301 | PSEG | ZONE | PSEG | 1869174055 | DOWJONES | 69 KV | T2LD | LOAD
51301 | PSEG | ZONE | PSEG | 1869174076 | DRT | 69 KV | T1LD | LOAD
51301 | PSEG | ZONE | PSEG | 1869174077 | DRT | 69 KV | T2LD | LOAD
51301 | PSEG | ZONE | PSEG | 2156112415 | DRTTOTO | 69 KV | T1LD | LOAD
51301 | PSEG | ZONE | PSEG | 2156112346 | DRTTOTO | 69 KV | T2LD | LOAD
51301 | PSEG | ZONE | PSEG | 1775807269 | DUMONTPS | 69 KV | T1 | LOAD
51301 | PSEG | ZONE | PSEG | 1775807270 | DUMONTPS | 69 KV | T2 | LOAD
51301 | PSEG | ZONE | PSEG | 2156113686 | DUMONTPS | 69 KV | T3 | LOAD
51301 | PSEG | ZONE | PSEG | 47012193 | EAGLEGEN | 13 KV | XFMR6 | LOAD
51301 | PSEG | ZONE | PSEG | 47012195 | EAGLEGEN | 13 KV | XFMR7 | LOAD
51301 | PSEG | ZONE | PSEG | 2156114704 | ECHELON | 230 KV | T-10LD | LOAD
51301 | PSEG | ZONE | PSEG | 2156114661 | ECHELON | 230 KV | T-20LD | LOAD
51301 | PSEG | ZONE | PSEG | 1165466790 | ENGLEWD | 69 KV | LOAD1 | LOAD
51301 | PSEG | ZONE | PSEG | 1165466791 | ENGLEWD | 69 KV | LOAD2 | LOAD
51301 | PSEG | ZONE | PSEG | 1165466792 | ENGLEWD | 69 KV | LOAD3 | LOAD
51301 | PSEG | ZONE | PSEG | 2041943464 | ERIVERTO | 69 KV | T1LD | LOAD
51301 | PSEG | ZONE | PSEG | 2041943456 | ERIVERTO | 69 KV | T2LD | LOAD
51301 | PSEG | ZONE | PSEG | 2041943461 | ERIVERTO | 69 KV | T3LD | LOAD
51301 | PSEG | ZONE | PSEG | 1218900302 | ERUTHERF | 138 KV | T10 | LOAD
51301 | PSEG | ZONE | PSEG | 2041942249 | ERUTHERF | 138 KV | T10MOBLD | LOAD
51301 | PSEG | ZONE | PSEG | 1218900303 | ERUTHERF | 138 KV | T20 | LOAD
51301 | PSEG | ZONE | PSEG | 205495 | ERUTHERF | 26 KV | LOAD1 | LOAD
51301 | PSEG | ZONE | PSEG | 205496 | ERUTHERF | 26 KV | LOAD2 | LOAD
51301 | PSEG | ZONE | PSEG | 1368996021 | ESSEX | 230 KV | 2203 | LOAD
51301 | PSEG | ZONE | PSEG | 1132280240 | ESSEX | 230 KV | 220-4LD | LOAD
51301 | PSEG | ZONE | PSEG | 1368996020 | ESSEX | 230 KV | 2205 | LOAD
51301 | PSEG | ZONE | PSEG | 123900877 | ESSEX | 26 KV | LOADI | LOAD
51301 | PSEG | ZONE | PSEG | 123900875 | ESSEX | 26 KV | LOADO | LOAD
51301 | PSEG | ZONE | PSEG | 2041943539 | EWING | 69 KV | T1LD | LOAD
51301 | PSEG | ZONE | PSEG | 2041943535 | EWING | 69 KV | T2LD | LOAD
51301 | PSEG | ZONE | PSEG | 119117415 | FAIRLAWN | 26 KV | 26KV-1 | LOAD
51301 | PSEG | ZONE | PSEG | 119117417 | FAIRLAWN | 26 KV | 26KV-2 | LOAD
51301 | PSEG | ZONE | PSEG | 119117419 | FAIRLAWN | 26 KV | 26KV-3 | LOAD
51301 | PSEG | ZONE | PSEG | 2156112028 | FAIRMNT | 69 KV | T1LD | LOAD
51301 | PSEG | ZONE | PSEG | 2156112014 | FAIRMNT | 69 KV | T2LD | LOAD
51301 | PSEG | ZONE | PSEG | 1292900935 | FANWOOD | 230 KV | TR10 | LOAD
51301 | PSEG | ZONE | PSEG | 1292900934 | FANWOOD | 230 KV | TR20 | LOAD
51301 | PSEG | ZONE | PSEG | 93109 | FEDERALS | 138 KV | LOAD1 | LOAD
51301 | PSEG | ZONE | PSEG | 93110 | FEDERALS | 138 KV | LOAD2 | LOAD
51301 | PSEG | ZONE | PSEG | 93111 | FEDERALS | 138 KV | LOAD3 | LOAD
51301 | PSEG | ZONE | PSEG | 1666096434 | FORTHST | 69 KV | T1 | LOAD
51301 | PSEG | ZONE | PSEG | 1666096435 | FORTHST | 69 KV | T2 | LOAD
51301 | PSEG | ZONE | PSEG | 48643 | FOUNDRY | 138 KV | T-1 | LOAD
51301 | PSEG | ZONE | PSEG | 48644 | FOUNDRY | 138 KV | T-2 | LOAD
51301 | PSEG | ZONE | PSEG | 1869174082 | FRNKLNPS | 69 KV | T1LD | LOAD
51301 | PSEG | ZONE | PSEG | 1869174081 | FRNKLNPS | 69 KV | T2LD | LOAD
51301 | PSEG | ZONE | PSEG | 1869174002 | FRONTST | 69 KV | T1LD | LOAD
51301 | PSEG | ZONE | PSEG | 1869174003 | FRONTST | 69 KV | T2LD | LOAD
51301 | PSEG | ZONE | PSEG | 1869174004 | FRONTST | 69 KV | T3LD | LOAD
51301 | PSEG | ZONE | PSEG | 205499 | GLOUCEST | 26 KV | 26-1 | LOAD
51301 | PSEG | ZONE | PSEG | 205500 | GLOUCEST | 26 KV | 26-2 | LOAD
51301 | PSEG | ZONE | PSEG | 205501 | GLOUCEST | 26 KV | 26-3 | LOAD
51301 | PSEG | ZONE | PSEG | 48645 | GREENBRO | 230 KV | T-1 | LOAD
51301 | PSEG | ZONE | PSEG | 48646 | GREENBRO | 230 KV | T-2 | LOAD
51301 | PSEG | ZONE | PSEG | 2155501820 | GRENVIL | 69 KV | T1 | LOAD
51301 | PSEG | ZONE | PSEG | 2155501819 | GRENVIL | 69 KV | T2 | LOAD
51301 | PSEG | ZONE | PSEG | 2155501821 | GRENVIL | 69 KV | T3 | LOAD
51301 | PSEG | ZONE | PSEG | 1869174030 | GRNOTCH | 69 KV | MOB18LD | LOAD
51301 | PSEG | ZONE | PSEG | 1666096439 | GRNOTCH | 69 KV | T1 | LOAD
51301 | PSEG | ZONE | PSEG | 1666096440 | GRNOTCH | 69 KV | T2 | LOAD
51301 | PSEG | ZONE | PSEG | 2156113971 | HACKENSA | 69 KV | MOBILE | LOAD
51301 | PSEG | ZONE | PSEG | 2156113969 | HACKENSA | 69 KV | T1LD | LOAD
51301 | PSEG | ZONE | PSEG | 2156114010 | HACKENSA | 69 KV | T2LD | LOAD
51301 | PSEG | ZONE | PSEG | 2156113906 | HACKENSA | 69 KV | T3LD | LOAD
51301 | PSEG | ZONE | PSEG | 2041943659 | HAMLTNPS | 69 KV | T1LD | LOAD
51301 | PSEG | ZONE | PSEG | 2041943663 | HAMLTNPS | 69 KV | T2LD | LOAD
51301 | PSEG | ZONE | PSEG | 2041943101 | HARTSLAN | 69 KV | T1LD | LOAD
51301 | PSEG | ZONE | PSEG | 2041943096 | HARTSLAN | 69 KV | T2LD | LOAD
51301 | PSEG | ZONE | PSEG | 2041943095 | HARTSLAN | 69 KV | T3LD | LOAD
51301 | PSEG | ZONE | PSEG | 2156111849 | HARVEY | 69 KV | T-1 | LOAD
51301 | PSEG | ZONE | PSEG | 2156111747 | HARVEY | 69 KV | T-2 | LOAD
51301 | PSEG | ZONE | PSEG | 2156110791 | HASBHGTS | 69 KV | T1LD | LOAD
51301 | PSEG | ZONE | PSEG | 2156110792 | HASBHGTS | 69 KV | T2LD | LOAD
51301 | PSEG | ZONE | PSEG | 2156110790 | HASBHGTS | 69 KV | T3LD | LOAD
51301 | PSEG | ZONE | PSEG | 48647 | HAWTHORN | 230 KV | T-20 | LOAD
51301 | PSEG | ZONE | PSEG | 78711689 | HAWTHORN | 230 KV | T-30 | LOAD
51301 | PSEG | ZONE | PSEG | 1097720675 | HCS | 230 KV | LOAD1 | LOAD
51301 | PSEG | ZONE | PSEG | 2041942326 | HILLSDAL | 230 KV | 220-3LD | LOAD
51301 | PSEG | ZONE | PSEG | 1869173824 | HILLSDAL | 230 KV | 220-4 | LOAD
51301 | PSEG | ZONE | PSEG | 48648 | HILLSDAL | 230 KV | T-1 | LOAD
51301 | PSEG | ZONE | PSEG | 48649 | HILLSDAL | 230 KV | T-2 | LOAD
51301 | PSEG | ZONE | PSEG | 38367671 | HILLSDAL | 230 KV | T-3 | LOAD
51301 | PSEG | ZONE | PSEG | 38367673 | HILLSDAL | 230 KV | T-4 | LOAD
51301 | PSEG | ZONE | PSEG | 2156112669 | HILLTPPS | 69 KV | T1LD | LOAD
51301 | PSEG | ZONE | PSEG | 2156112851 | HILLTPPS | 69 KV | T2LD | LOAD
51301 | PSEG | ZONE | PSEG | 1379251949 | HINCHMAN | 13 KV | TRAN10 | LOAD
51301 | PSEG | ZONE | PSEG | 1379251950 | HINCHMAN | 13 KV | TRAN20 | LOAD
51301 | PSEG | ZONE | PSEG | 48652 | HOBOKEN | 230 KV | T-1AB | LOAD
51301 | PSEG | ZONE | PSEG | 48653 | HOBOKEN | 230 KV | T-2AB | LOAD
51301 | PSEG | ZONE | PSEG | 98369855 | HOBOKEN | 230 KV | T-3AB | LOAD
51301 | PSEG | ZONE | PSEG | 98369857 | HOBOKEN | 230 KV | T-4AB | LOAD
51301 | PSEG | ZONE | PSEG | 2041943529 | HOLTEC | 69 KV | T1LD | LOAD
51301 | PSEG | ZONE | PSEG | 2041943526 | HOLTEC | 69 KV | T2LD | LOAD
51301 | PSEG | ZONE | PSEG | 1305116266 | HOMESTEA | 230 KV | T1 | LOAD
51301 | PSEG | ZONE | PSEG | 1305116264 | HOMESTEA | 230 KV | T2 | LOAD
51301 | PSEG | ZONE | PSEG | 1305116267 | HOMESTEA | 230 KV | T3 | LOAD
51301 | PSEG | ZONE | PSEG | 1305116265 | HOMESTEA | 230 KV | T4 | LOAD
51301 | PSEG | ZONE | PSEG | 2156109286 | HOPATCON | 500 KV | SLP1 | LOAD
51301 | PSEG | ZONE | PSEG | 2156109285 | HOPATCON | 500 KV | SLP2 | LOAD
51301 | PSEG | ZONE | PSEG | 1097720844 | HOPECREE | 25 KV | AUX1 | LOAD
51301 | PSEG | ZONE | PSEG | 98369863 | HOPECREE | 500 KV | LOADAUX1 | LOAD
51301 | PSEG | ZONE | PSEG | 48780 | HOPECREE | 500 KV | SLP_1 NC | LOAD
51301 | PSEG | ZONE | PSEG | 48781 | HOPECREE | 500 KV | SLP_2 NC | LOAD
51301 | PSEG | ZONE | PSEG | 48782 | HOPECREE | 500 KV | SLP_3 NC | LOAD
51301 | PSEG | ZONE | PSEG | 48783 | HOPECREE | 500 KV | SLP_4 NC | LOAD
51301 | PSEG | ZONE | PSEG | 2156114769 | HOWEAVE | 69 KV | T1LD | LOAD
51301 | PSEG | ZONE | PSEG | 2156114574 | HOWEAVE | 69 KV | T2LD | LOAD
51301 | PSEG | ZONE | PSEG | 1439638941 | HUDSON | 230 KV | T1 | LOAD
51301 | PSEG | ZONE | PSEG | 1439638940 | HUDSON | 230 KV | T2 | LOAD
51301 | PSEG | ZONE | PSEG | 2156111237 | HUNTGLEN | 138 KV | FORREST | LOAD
51301 | PSEG | ZONE | PSEG | 2156111235 | HUNTGLEN | 230 KV | T-1LD | LOAD
51301 | PSEG | ZONE | PSEG | 2156111236 | HUNTGLEN | 230 KV | T-2LD | LOAD
51301 | PSEG | ZONE | PSEG | 2156110413 | IRONBND | 69 KV | T1LD | LOAD
51301 | PSEG | ZONE | PSEG | 2156110415 | IRONBND | 69 KV | T2LD | LOAD
51301 | PSEG | ZONE | PSEG | 2156110414 | IRONBND | 69 KV | T3LD | LOAD
51301 | PSEG | ZONE | PSEG | 1552824265 | JACK PS | 230 KV | T-10 | LOAD
51301 | PSEG | ZONE | PSEG | 1552824264 | JACK PS | 230 KV | T-20 | LOAD
51301 | PSEG | ZONE | PSEG | 1552824266 | JACK PS | 230 KV | T-30 | LOAD
51301 | PSEG | ZONE | PSEG | 1552824267 | JACK PS | 230 KV | T-40 | LOAD
51301 | PSEG | ZONE | PSEG | 1666096444 | KEARNYSB | 230 KV | T-10 | LOAD
51301 | PSEG | ZONE | PSEG | 1666096443 | KEARNYSB | 230 KV | T-20 | LOAD
51301 | PSEG | ZONE | PSEG | 48660 | KILMER | 230 KV | T-1 | LOAD
51301 | PSEG | ZONE | PSEG | 48661 | KILMER | 230 KV | T-2 | LOAD
51301 | PSEG | ZONE | PSEG | 48662 | KILMER | 230 KV | T-3 | LOAD
51301 | PSEG | ZONE | PSEG | 48663 | KILMER | 230 KV | T-4 | LOAD
51301 | PSEG | ZONE | PSEG | 48665 | KINGSLAN | 230 KV | T-1 | LOAD
51301 | PSEG | ZONE | PSEG | 1183218333 | KINGSLAN | 230 KV | T2-LD | LOAD
51301 | PSEG | ZONE | PSEG | 1107276948 | KINGSLAN | 230 KV | T-3 | LOAD
51301 | PSEG | ZONE | PSEG | 1775807051 | KINGSLAN | 230 KV | T-4 | LOAD
51301 | PSEG | ZONE | PSEG | 2156110786 | KULLERRD | 69 KV | T1LD | LOAD
51301 | PSEG | ZONE | PSEG | 2156110785 | KULLERRD | 69 KV | T2LD | LOAD
51301 | PSEG | ZONE | PSEG | 48784 | KUSERRD | 230 KV | T-1 | LOAD
51301 | PSEG | ZONE | PSEG | 48785 | KUSERRD | 230 KV | T-2 | LOAD
51301 | PSEG | ZONE | PSEG | 48786 | KUSERRD | 230 KV | T-3 | LOAD
51301 | PSEG | ZONE | PSEG | 48787 | KUSERRD | 230 KV | T-4 | LOAD
51301 | PSEG | ZONE | PSEG | 1218900359 | LAFA PS | 230 KV | T-10 | LOAD
51301 | PSEG | ZONE | PSEG | 1305116284 | LAFA PS | 230 KV | T20 | LOAD
51301 | PSEG | ZONE | PSEG | 48681 | LAKENELS | 230 KV | T-1 | LOAD
51301 | PSEG | ZONE | PSEG | 48682 | LAKENELS | 230 KV | T-2 | LOAD
51301 | PSEG | ZONE | PSEG | 1132280293 | LAURELAV | 13 KV | LOAD10 | LOAD
51301 | PSEG | ZONE | PSEG | 1132280294 | LAURELAV | 13 KV | LOAD20 | LOAD
51301 | PSEG | ZONE | PSEG | 1132280295 | LAURELAV | 13 KV | LOAD30 | LOAD
51301 | PSEG | ZONE | PSEG | 1132280296 | LAURELAV | 13 KV | LOAD40 | LOAD
51301 | PSEG | ZONE | PSEG | 2041943478 | LAWNSIDE | 69 KV | T1LD | LOAD
51301 | PSEG | ZONE | PSEG | 2041943490 | LAWNSIDE | 69 KV | T2LD | LOAD
51301 | PSEG | ZONE | PSEG | 2041943484 | LAWNSIDE | 69 KV | T3LD | LOAD
51301 | PSEG | ZONE | PSEG | 205502 | LAWRENCE | 26 KV | LOAD1 | LOAD
51301 | PSEG | ZONE | PSEG | 205503 | LAWRENCE | 26 KV | LOAD2 | LOAD
51301 | PSEG | ZONE | PSEG | 48792 | LAWRESUB | 230 KV | T-10 | LOAD
51301 | PSEG | ZONE | PSEG | 48794 | LAWRESUB | 230 KV | T-20 | LOAD
51301 | PSEG | ZONE | PSEG | 48793 | LAWRESUB | 230 KV | T-30 | LOAD
51301 | PSEG | ZONE | PSEG | 48795 | LAWRESUB | 230 KV | T-40 | LOAD
51301 | PSEG | ZONE | PSEG | 48676 | LEONIA | 230 KV | T-1 | LOAD
51301 | PSEG | ZONE | PSEG | 63381135 | LEONIA | 230 KV | T-2 | LOAD
51301 | PSEG | ZONE | PSEG | 48677 | LEONIA | 230 KV | T-3 | LOAD
51301 | PSEG | ZONE | PSEG | 63381137 | LEONIA | 230 KV | T-4 | LOAD
51301 | PSEG | ZONE | PSEG | 1165466880 | LEVITTOW | 230 KV | T10-LOAD | LOAD
51301 | PSEG | ZONE | PSEG | 1165466878 | LEVITTOW | 230 KV | T20-LOAD | LOAD
51301 | PSEG | ZONE | PSEG | 1165466879 | LEVITTOW | 230 KV | T30-LOAD | LOAD
51301 | PSEG | ZONE | PSEG | 1165466877 | LEVITTOW | 230 KV | T40-LOAD | LOAD
51301 | PSEG | ZONE | PSEG | 2041943516 | LIBRTYST | 69 KV | T1LD | LOAD
51301 | PSEG | ZONE | PSEG | 2041943506 | LIBRTYST | 69 KV | T2LD | LOAD
51301 | PSEG | ZONE | PSEG | 1338416091 | LINDEN | 18 KV | AUX1101 | LOAD
51301 | PSEG | ZONE | PSEG | 1338416090 | LINDEN | 18 KV | AUX2201 | LOAD
51301 | PSEG | ZONE | PSEG | 2156109287 | LINDEN | 26 KV | 132-1TR | LOAD
51301 | PSEG | ZONE | PSEG | 2156109288 | LINDEN | 26 KV | 132-2TR | LOAD
51301 | PSEG | ZONE | PSEG | 78711691 | LINVFT | 230 KV | PJMVFTLD | LOAD
51301 | PSEG | ZONE | PSEG | 1123166613 | LOCUSTPS | 69 KV | T-1 | LOAD
51301 | PSEG | ZONE | PSEG | 1123166614 | LOCUSTPS | 69 KV | T-2 | LOAD
51301 | PSEG | ZONE | PSEG | 1123166615 | LOCUSTPS | 69 KV | T-3 | LOAD
51301 | PSEG | ZONE | PSEG | 1123166617 | LOCUSTPS | 69 KV | T-5 | LOAD
51301 | PSEG | ZONE | PSEG | 2041943331 | LOCUSTPS | 69 KV | T8LD | LOAD
51301 | PSEG | ZONE | PSEG | 2041943329 | LOCUSTPS | 69 KV | T9LD | LOAD
51301 | PSEG | ZONE | PSEG | 48800 | LUMBERTO | 230 KV | T-1 | LOAD
51301 | PSEG | ZONE | PSEG | 48801 | LUMBERTO | 230 KV | T-2 | LOAD
51301 | PSEG | ZONE | PSEG | 2156110410 | MADISNPS | 69 KV | T1LD | LOAD
51301 | PSEG | ZONE | PSEG | 2156110411 | MADISNPS | 69 KV | T2LD | LOAD
51301 | PSEG | ZONE | PSEG | 2156110412 | MADISNPS | 69 KV | T3LD | LOAD
51301 | PSEG | ZONE | PSEG | 2156110409 | MADISNPS | 69 KV | T4LD | LOAD
51301 | PSEG | ZONE | PSEG | 2156112782 | MANSFLD | 230 KV | T-1 | LOAD
51301 | PSEG | ZONE | PSEG | 2156112735 | MANSFLD | 230 KV | T-2 | LOAD
51301 | PSEG | ZONE | PSEG | 2041943499 | MAPLESHD | 69 KV | T1LD | LOAD
51301 | PSEG | ZONE | PSEG | 2041943496 | MAPLESHD | 69 KV | T2LD | LOAD
51301 | PSEG | ZONE | PSEG | 2041943492 | MAPLESHD | 69 KV | T3LD | LOAD
51301 | PSEG | ZONE | PSEG | 1368996098 | MARION | 26 KV | TR1 | LOAD
51301 | PSEG | ZONE | PSEG | 1368996097 | MARION | 26 KV | TR2 | LOAD
51301 | PSEG | ZONE | PSEG | 1368996099 | MARION | 26 KV | TR3 | LOAD
51301 | PSEG | ZONE | PSEG | 2155501806 | MARIONDR | 230 KV | T-10 | LOAD
51301 | PSEG | ZONE | PSEG | 2155501807 | MARIONDR | 230 KV | T-20 | LOAD
51301 | PSEG | ZONE | PSEG | 48802 | MARLTON | 230 KV | T-1 | LOAD
51301 | PSEG | ZONE | PSEG | 48803 | MARLTON | 230 KV | T-2 | LOAD
51301 | PSEG | ZONE | PSEG | 48804 | MARLTON | 230 KV | T-3 | LOAD
51301 | PSEG | ZONE | PSEG | 48805 | MARLTON | 230 KV | T-4 | LOAD
51301 | PSEG | ZONE | PSEG | 1348249321 | MAYWOOD | 13 KV | TR1 | LOAD
51301 | PSEG | ZONE | PSEG | 1348249322 | MAYWOOD | 13 KV | TR2 | LOAD
51301 | PSEG | ZONE | PSEG | 1348249324 | MAYWOOD | 13 KV | TR3 | LOAD
51301 | PSEG | ZONE | PSEG | 1348249323 | MAYWOOD | 13 KV | TR4 | LOAD
51301 | PSEG | ZONE | PSEG | 2156111366 | MCCARTER | 26 KV | XFMRLD | LOAD
51301 | PSEG | ZONE | PSEG | 1666096437 | MCCLEABD | 69 KV | T1 | LOAD
51301 | PSEG | ZONE | PSEG | 1666096438 | MCCLEABD | 69 KV | T2 | LOAD
51301 | PSEG | ZONE | PSEG | 1666096436 | MCCLEABD | 69 KV | T3 | LOAD
51301 | PSEG | ZONE | PSEG | 1305116315 | MEADOWRD | 230 KV | T1 | LOAD
51301 | PSEG | ZONE | PSEG | 1305116314 | MEADOWRD | 230 KV | T2 | LOAD
51301 | PSEG | ZONE | PSEG | 2041943347 | MEDFORD2 | 69 KV | T1LD | LOAD
51301 | PSEG | ZONE | PSEG | 2041943349 | MEDFORD2 | 69 KV | T2LD | LOAD
51301 | PSEG | ZONE | PSEG | 2156111238 | MELRICH | 69 KV | T1LOAD | LOAD
51301 | PSEG | ZONE | PSEG | 2156111239 | MELRICH | 69 KV | T2LOAD | LOAD
51301 | PSEG | ZONE | PSEG | 48806 | MERCER | 230 KV | #1 SP | LOAD
51301 | PSEG | ZONE | PSEG | 48807 | MERCER | 230 KV | #2 SP | LOAD
51301 | PSEG | ZONE | PSEG | 1123166480 | METUCHEN | 230 KV | 220-2 | LOAD
51301 | PSEG | ZONE | PSEG | 1123166479 | METUCHEN | 230 KV | 220-4 | LOAD
51301 | PSEG | ZONE | PSEG | 1368996112 | METUCHEN | 230 KV | AMTRAK | LOAD
51301 | PSEG | ZONE | PSEG | 1368996113 | METUCHEN | 230 KV | AMTRAK2 | LOAD
51301 | PSEG | ZONE | PSEG | 48687 | MINUEST | 230 KV | T-1 | LOAD
51301 | PSEG | ZONE | PSEG | 48688 | MINUEST | 230 KV | T-2 | LOAD
51301 | PSEG | ZONE | PSEG | 1869174068 | MONTGOPS | 69 KV | T1LD | LOAD
51301 | PSEG | ZONE | PSEG | 1869174066 | MONTGOPS | 69 KV | T2LD | LOAD
51301 | PSEG | ZONE | PSEG | 1869174067 | MONTGOPS | 69 KV | T3LD | LOAD
51301 | PSEG | ZONE | PSEG | 2041943593 | MTHOLLY | 69 KV | T1LD | LOAD
51301 | PSEG | ZONE | PSEG | 2041943600 | MTHOLLY | 69 KV | T2LD | LOAD
51301 | PSEG | ZONE | PSEG | 2041943608 | MTHOLLY | 69 KV | T3LD | LOAD
51301 | PSEG | ZONE | PSEG | 48808 | MTLAUREL | 230 KV | T-1 | LOAD
51301 | PSEG | ZONE | PSEG | 48809 | MTLAUREL | 230 KV | T-2 | LOAD
51301 | PSEG | ZONE | PSEG | 1869174071 | MTNAVEPS | 69 KV | T2LD | LOAD
51301 | PSEG | ZONE | PSEG | 1869174070 | MTNAVEPS | 69 KV | T3LD | LOAD
51301 | PSEG | ZONE | PSEG | 1869174069 | MTNAVEPS | 69 KV | T4LD | LOAD
51301 | PSEG | ZONE | PSEG | 2041943472 | MTROSEPS | 69 KV | T1LD | LOAD
51301 | PSEG | ZONE | PSEG | 2041943465 | MTROSEPS | 69 KV | T2LD | LOAD
51301 | PSEG | ZONE | PSEG | 48714 | NBERGEN | 230 KV | T-1 | LOAD
51301 | PSEG | ZONE | PSEG | 1338416122 | NBERGEN | 230 KV | T20 | LOAD
51301 | PSEG | ZONE | PSEG | 1305116325 | NBERGEN | 230 KV | T3 | LOAD
51301 | PSEG | ZONE | PSEG | 1869174056 | NBRIDGST | 69 KV | T1 | LOAD
51301 | PSEG | ZONE | PSEG | 1869174057 | NBRIDGST | 69 KV | T2 | LOAD
51301 | PSEG | ZONE | PSEG | 2156111227 | NEWARK | 26 KV | LD1XFR | LOAD
51301 | PSEG | ZONE | PSEG | 2156111225 | NEWARK | 26 KV | LD2XFR | LOAD
51301 | PSEG | ZONE | PSEG | 2156111226 | NEWARK | 26 KV | LD3XFR | LOAD
51301 | PSEG | ZONE | PSEG | 2156111224 | NEWARK | 26 KV | LD4XFR | LOAD
51301 | PSEG | ZONE | PSEG | 1248978614 | NEWARKEC | 18 KV | CT1_LD | LOAD
51301 | PSEG | ZONE | PSEG | 1248978615 | NEWARKEC | 18 KV | CT2_LD | LOAD
51301 | PSEG | ZONE | PSEG | 1218900403 | NEWDOVER | 230 KV | T10 | LOAD
51301 | PSEG | ZONE | PSEG | 1218900404 | NEWDOVER | 230 KV | T20 | LOAD
51301 | PSEG | ZONE | PSEG | 41935357 | NEWMILFR | 230 KV | T-1 | LOAD
51301 | PSEG | ZONE | PSEG | 41935359 | NEWMILFR | 230 KV | T-2 | LOAD
51301 | PSEG | ZONE | PSEG | 41935361 | NEWMILFR | 230 KV | T-3 | LOAD
51301 | PSEG | ZONE | PSEG | 41935363 | NEWMILFR | 230 KV | T-4 | LOAD
51301 | PSEG | ZONE | PSEG | 48707 | NEWP PS | 230 KV | T-1 | LOAD
51301 | PSEG | ZONE | PSEG | 48708 | NEWP PS | 230 KV | T-2 | LOAD
51301 | PSEG | ZONE | PSEG | 2156108923 | NEWP PS | 230 KV | T-3 | LOAD
51301 | PSEG | ZONE | PSEG | 2156109290 | NEWP PS | 230 KV | T-4LD | LOAD
51301 | PSEG | ZONE | PSEG | 2156109866 | NJTMEADO | 230 KV | T1 | LOAD
51301 | PSEG | ZONE | PSEG | 2156109867 | NJTMEADO | 230 KV | T2 | LOAD
51301 | PSEG | ZONE | PSEG | 2156110404 | NJTMEADO | 230 KV | TE1 | LOAD
51301 | PSEG | ZONE | PSEG | 2156110405 | NJTMEADO | 230 KV | TE2 | LOAD
51301 | PSEG | ZONE | PSEG | 2156110406 | NJTMEADO | 230 KV | TW1 | LOAD
51301 | PSEG | ZONE | PSEG | 2156110408 | NJTMEADO | 230 KV | TW1-2 | LOAD
51301 | PSEG | ZONE | PSEG | 2156110407 | NJTMEADO | 230 KV | TW2 | LOAD
51301 | PSEG | ZONE | PSEG | 2041942631 | NORTHAV | 13 KV | T10 | LOAD
51301 | PSEG | ZONE | PSEG | 2041942634 | NORTHAV | 13 KV | T20 | LOAD
51301 | PSEG | ZONE | PSEG | 2156113905 | NPARKST | 69 KV | T1LD | LOAD
51301 | PSEG | ZONE | PSEG | 2156113902 | NPARKST | 69 KV | T2LD | LOAD
51301 | PSEG | ZONE | PSEG | 2156113900 | NPARKST | 69 KV | T3LD | LOAD
51301 | PSEG | ZONE | PSEG | 1666096433 | NPATERSO | 69 KV | T1 | LOAD
51301 | PSEG | ZONE | PSEG | 1666096431 | NPATERSO | 69 KV | T2 | LOAD
51301 | PSEG | ZONE | PSEG | 1666096432 | NPATERSO | 69 KV | T3 | LOAD
51301 | PSEG | ZONE | PSEG | 1388597842 | NWRKARPT | 26 KV | T1 | LOAD
51301 | PSEG | ZONE | PSEG | 1388597843 | NWRKARPT | 26 KV | T2 | LOAD
51301 | PSEG | ZONE | PSEG | 1388597844 | NWRKARPT | 26 KV | T3 | LOAD
51301 | PSEG | ZONE | PSEG | 2156112818 | NYEAVE | 69 KV | T-1 | LOAD
51301 | PSEG | ZONE | PSEG | 2156112983 | NYEAVE | 69 KV | T-2 | LOAD
51301 | PSEG | ZONE | PSEG | 2156113894 | ORANGEHT | 69 KV | T1LD | LOAD
51301 | PSEG | ZONE | PSEG | 2156114011 | ORANGEHT | 69 KV | T2LD | LOAD
51301 | PSEG | ZONE | PSEG | 2156114014 | ORANGEHT | 69 KV | T3LD | LOAD
51301 | PSEG | ZONE | PSEG | 2156113945 | ORANGEHT | 69 KV | T4LD | LOAD
51301 | PSEG | ZONE | PSEG | 1775807267 | PARAMUS | 69 KV | T1 | LOAD
51301 | PSEG | ZONE | PSEG | 1775807266 | PARAMUS | 69 KV | T2 | LOAD
51301 | PSEG | ZONE | PSEG | 1775807268 | PARAMUS | 69 KV | T3 | LOAD
51301 | PSEG | ZONE | PSEG | 2156110787 | PASSAIC | 69 KV | T1-LOAD | LOAD
51301 | PSEG | ZONE | PSEG | 2156110789 | PASSAIC | 69 KV | T2-LOAD | LOAD
51301 | PSEG | ZONE | PSEG | 2156110788 | PASSAIC | 69 KV | T3-LOAD | LOAD
51301 | PSEG | ZONE | PSEG | 2156110418 | PATERSON | 69 KV | T1LD | LOAD
51301 | PSEG | ZONE | PSEG | 2156110419 | PATERSON | 69 KV | T2LD | LOAD
51301 | PSEG | ZONE | PSEG | 2156110420 | PATERSON | 69 KV | T3LD | LOAD
51301 | PSEG | ZONE | PSEG | 48715 | PENHORN | 230 KV | T-1 | LOAD
51301 | PSEG | ZONE | PSEG | 48716 | PENHORN | 230 KV | T-2 | LOAD
51301 | PSEG | ZONE | PSEG | 2156110421 | PENNSNEC | 69 KV | MOBILE | LOAD
51301 | PSEG | ZONE | PSEG | 2041943356 | PENNSNEC | 69 KV | T1LD | LOAD
51301 | PSEG | ZONE | PSEG | 2041943357 | PENNSNEC | 69 KV | T2LD | LOAD
51301 | PSEG | ZONE | PSEG | 2041943359 | PENNSNEC | 69 KV | T3LD | LOAD
51301 | PSEG | ZONE | PSEG | 48717 | PIERSOAV | 230 KV | T-1 | LOAD
51301 | PSEG | ZONE | PSEG | 48718 | PIERSOAV | 230 KV | T-2 | LOAD
51301 | PSEG | ZONE | PSEG | 1869174051 | PLAINFIE | 69 KV | T1 | LOAD
51301 | PSEG | ZONE | PSEG | 1869174053 | PLAINFIE | 69 KV | T2 | LOAD
51301 | PSEG | ZONE | PSEG | 1869174052 | PLAINFIE | 69 KV | T3 | LOAD
51301 | PSEG | ZONE | PSEG | 2156113178 | PLAUDERV | 69 KV | MOBILE | LOAD
51301 | PSEG | ZONE | PSEG | 2156113489 | PLAUDERV | 69 KV | T-1 | LOAD
51301 | PSEG | ZONE | PSEG | 2156113168 | PLAUDERV | 69 KV | T-2 | LOAD
51301 | PSEG | ZONE | PSEG | 2156110416 | PORTSTR | 69 KV | T1LD | LOAD
51301 | PSEG | ZONE | PSEG | 2156110417 | PORTSTR | 69 KV | T2LD | LOAD
51301 | PSEG | ZONE | PSEG | 2041943517 | PRNCTNPS | 69 KV | T1LD | LOAD
51301 | PSEG | ZONE | PSEG | 2041943522 | PRNCTNPS | 69 KV | T2LD | LOAD
51301 | PSEG | ZONE | PSEG | 1775807151 | PVSC | 69 KV | T1 | LOAD
51301 | PSEG | ZONE | PSEG | 1775807152 | PVSC | 69 KV | T2 | LOAD
51301 | PSEG | ZONE | PSEG | 1869174074 | QTS | 69 KV | TALD | LOAD
51301 | PSEG | ZONE | PSEG | 1869174073 | QTS | 69 KV | TBLD | LOAD
51301 | PSEG | ZONE | PSEG | 1869174075 | QTS | 69 KV | TRLD | LOAD
51301 | PSEG | ZONE | PSEG | 2156114649 | RANCOCAS | 230 KV | T-10LD | LOAD
51301 | PSEG | ZONE | PSEG | 2156114584 | RANCOCAS | 230 KV | T-20LD | LOAD
51301 | PSEG | ZONE | PSEG | 2156114459 | RIVERROA | 69 KV | M-15 | LOAD
51301 | PSEG | ZONE | PSEG | 1775807223 | RIVERROA | 69 KV | T1 | LOAD
51301 | PSEG | ZONE | PSEG | 1775807224 | RIVERROA | 69 KV | T3 | LOAD
51301 | PSEG | ZONE | PSEG | 2041943571 | RIVRSDPS | 69 KV | T1LD | LOAD
51301 | PSEG | ZONE | PSEG | 2041943576 | RIVRSDPS | 69 KV | T2LD | LOAD
51301 | PSEG | ZONE | PSEG | 2041943580 | RIVRSDPS | 69 KV | T3LD | LOAD
51301 | PSEG | ZONE | PSEG | 2041943640 | RUNNEMED | 69 KV | T1LD | LOAD
51301 | PSEG | ZONE | PSEG | 2041943634 | RUNNEMED | 69 KV | T2LD | LOAD
51301 | PSEG | ZONE | PSEG | 1869174061 | RUTGERS | 69 KV | T1LD | LOAD
51301 | PSEG | ZONE | PSEG | 1869174062 | RUTGERS | 69 KV | T2LD | LOAD
51301 | PSEG | ZONE | PSEG | 1348249368 | SADDLEBR | 13 KV | TR1 | LOAD
51301 | PSEG | ZONE | PSEG | 1348249365 | SADDLEBR | 13 KV | TR2 | LOAD
51301 | PSEG | ZONE | PSEG | 1348249367 | SADDLEBR | 13 KV | TR3 | LOAD
51301 | PSEG | ZONE | PSEG | 1348249366 | SADDLEBR | 13 KV | TR4 | LOAD
51301 | PSEG | ZONE | PSEG | 41935375 | SALEM | 25 KV | AUX1 | LOAD
51301 | PSEG | ZONE | PSEG | 41935377 | SALEM | 25 KV | AUX2 | LOAD
51301 | PSEG | ZONE | PSEG | 98369865 | SALEM | 500 KV | LOADAUX1 | LOAD
51301 | PSEG | ZONE | PSEG | 98369867 | SALEM | 500 KV | LOADAUX2 | LOAD
51301 | PSEG | ZONE | PSEG | 41935379 | SALEM | 500 KV | SLP_1 NC | LOAD
51301 | PSEG | ZONE | PSEG | 41935381 | SALEM | 500 KV | SLP_2 NC | LOAD
51301 | PSEG | ZONE | PSEG | 106856725 | SALEM | 500 KV | SLP_3 NC | LOAD
51301 | PSEG | ZONE | PSEG | 106856727 | SALEM | 500 KV | SLP_4 NC | LOAD
51301 | PSEG | ZONE | PSEG | 112585891 | SAMPTON | 69 KV | LOAD2 | LOAD
51301 | PSEG | ZONE | PSEG | 112585893 | SAMPTON | 69 KV | LOAD3 | LOAD
51301 | PSEG | ZONE | PSEG | 33884083 | SANDHILL | 69 KV | LOAD2 | LOAD
51301 | PSEG | ZONE | PSEG | 2156114019 | SANDHILL | 69 KV | M10 | LOAD
51301 | PSEG | ZONE | PSEG | 1869174186 | SANDHILL | 69 KV | T3LD | LOAD
51301 | PSEG | ZONE | PSEG | 1869174063 | SENTINEL | 69 KV | TALD | LOAD
51301 | PSEG | ZONE | PSEG | 1869174064 | SENTINEL | 69 KV | TRLD | LOAD
51301 | PSEG | ZONE | PSEG | 48725 | SEWAREN | 26 KV | 26KV | LOAD
51301 | PSEG | ZONE | PSEG | 1379252106 | SEWAREN7 | 18 KV | AUX2 | LOAD
51301 | PSEG | ZONE | PSEG | 1379252105 | SEWAREN7 | 25 KV | AUX1 | LOAD
51301 | PSEG | ZONE | PSEG | 2156109874 | SFIFTHST | 69 KV | T1_LOAD | LOAD
51301 | PSEG | ZONE | PSEG | 2156109873 | SFIFTHST | 69 KV | T2_LOAD | LOAD
51301 | PSEG | ZONE | PSEG | 48727 | SOMERVIL | 230 KV | T-1 | LOAD
51301 | PSEG | ZONE | PSEG | 48728 | SOMERVIL | 230 KV | T-2 | LOAD
51301 | PSEG | ZONE | PSEG | 2156110105 | SPATERSO | 69 KV | 1TR | LOAD
51301 | PSEG | ZONE | PSEG | 2156110106 | SPATERSO | 69 KV | 2TR | LOAD
51301 | PSEG | ZONE | PSEG | 2156110104 | SPATERSO | 69 KV | 3TR | LOAD
51301 | PSEG | ZONE | PSEG | 1183218417 | SPRINGRD | 230 KV | T10LOAD | LOAD
51301 | PSEG | ZONE | PSEG | 2041942681 | SPRINGRD | 230 KV | T10MBLD | LOAD
51301 | PSEG | ZONE | PSEG | 1183218418 | SPRINGRD | 230 KV | T20LOAD | LOAD
51301 | PSEG | ZONE | PSEG | 2156114175 | SPRINGVA | 69 KV | M-20 | LOAD
51301 | PSEG | ZONE | PSEG | 2156114094 | SPRINGVA | 69 KV | M-22 | LOAD
51301 | PSEG | ZONE | PSEG | 2156114108 | SPRINGVA | 69 KV | M-23 | LOAD
51301 | PSEG | ZONE | PSEG | 1775807257 | SPRINGVA | 69 KV | T1 | LOAD
51301 | PSEG | ZONE | PSEG | 1775807258 | SPRINGVA | 69 KV | T2 | LOAD
51301 | PSEG | ZONE | PSEG | 1775807259 | SPRINGVA | 69 KV | T3 | LOAD
51301 | PSEG | ZONE | PSEG | 1869174078 | SSECONDS | 69 KV | T1LOAD | LOAD
51301 | PSEG | ZONE | PSEG | 1869174079 | SSECONDS | 69 KV | T2LOAD | LOAD
51301 | PSEG | ZONE | PSEG | 1869174080 | SSECONDS | 69 KV | T3 | LOAD
51301 | PSEG | ZONE | PSEG | 1775807167 | STANLEYT | 230 KV | T1 | LOAD
51301 | PSEG | ZONE | PSEG | 1775807176 | STANLEYT | 230 KV | T2 | LOAD
51301 | PSEG | ZONE | PSEG | 2156112394 | STATSTPS | 69 KV | T1LD | LOAD
51301 | PSEG | ZONE | PSEG | 2156112402 | STATSTPS | 69 KV | T2LD | LOAD
51301 | PSEG | ZONE | PSEG | 2156112501 | STATSTPS | 69 KV | T3LD | LOAD
51301 | PSEG | ZONE | PSEG | 21601632 | SUNNYMEA | 13 KV | LOAD1 | LOAD
51301 | PSEG | ZONE | PSEG | 21601633 | SUNNYMEA | 13 KV | LOAD2 | LOAD
51301 | PSEG | ZONE | PSEG | 21601634 | SUNNYMEA | 13 KV | LOAD3 | LOAD
51301 | PSEG | ZONE | PSEG | 63381141 | SUNNYMEA | 13 KV | LOAD4 | LOAD
51301 | PSEG | ZONE | PSEG | 1869173964 | SWATERFR | 26 KV | 220_3LD | LOAD
51301 | PSEG | ZONE | PSEG | 1869173961 | SWATERFR | 26 KV | 220_4LD | LOAD
51301 | PSEG | ZONE | PSEG | 1869173962 | SWATERFR | 26 KV | 220-1LD | LOAD
51301 | PSEG | ZONE | PSEG | 1869173963 | SWATERFR | 26 KV | 220-2LD | LOAD
51301 | PSEG | ZONE | PSEG | 2156109872 | SYCAMORE | 69 KV | T1_LOAD | LOAD
51301 | PSEG | ZONE | PSEG | 2156109871 | SYCAMORE | 69 KV | T2_LOAD | LOAD
51301 | PSEG | ZONE | PSEG | 1165466793 | TEANECK | 69 KV | LOAD1 | LOAD
51301 | PSEG | ZONE | PSEG | 1165466794 | TEANECK | 69 KV | LOAD2 | LOAD
51301 | PSEG | ZONE | PSEG | 1165466795 | TEANECK | 69 KV | LOAD3 | LOAD
51301 | PSEG | ZONE | PSEG | 2156112642 | TEXAVE | 69 KV | T1LD | LOAD
51301 | PSEG | ZONE | PSEG | 2156112684 | TEXAVE | 69 KV | T2LD | LOAD
51301 | PSEG | ZONE | PSEG | 48813 | THOROFAR | 230 KV | T-1 | LOAD
51301 | PSEG | ZONE | PSEG | 48814 | THOROFAR | 230 KV | T-2 | LOAD
51301 | PSEG | ZONE | PSEG | 2156112406 | TONEYSBR | 69 KV | T1LD | LOAD
51301 | PSEG | ZONE | PSEG | 2156112380 | TONEYSBR | 69 KV | T2LD | LOAD
51301 | PSEG | ZONE | PSEG | 2156112371 | TONEYSBR | 69 KV | T3LD | LOAD
51301 | PSEG | ZONE | PSEG | 1775807262 | TONNELLE | 69 KV | T1LOAD | LOAD
51301 | PSEG | ZONE | PSEG | 1775807261 | TONNELLE | 69 KV | T2LOAD | LOAD
51301 | PSEG | ZONE | PSEG | 1775807260 | TONNELLE | 69 KV | T3LOAD | LOAD
51301 | PSEG | ZONE | PSEG | 1047909 | TOSCOGIS | 27 KV | REF LOAD | LOAD
51301 | PSEG | ZONE | PSEG | 1666096424 | TOTOWA | 69 KV | T1 | LOAD
51301 | PSEG | ZONE | PSEG | 1666096422 | TOTOWA | 69 KV | T2 | LOAD
51301 | PSEG | ZONE | PSEG | 2041943541 | TRANSCTC | 69 KV | CTCLD | LOAD
51301 | PSEG | ZONE | PSEG | 2041943447 | TRENTON | 26 KV | 220-3LD | LOAD
51301 | PSEG | ZONE | PSEG | 205504 | TRENTON | 26 KV | LOAD AB | LOAD
51301 | PSEG | ZONE | PSEG | 205506 | TRENTON | 26 KV | LOAD IM | LOAD
51301 | PSEG | ZONE | PSEG | 205505 | TRENTON | 26 KV | LOAD OU | LOAD
51301 | PSEG | ZONE | PSEG | 1183218431 | TURNPIKE | 230 KV | T1LOAD | LOAD
51301 | PSEG | ZONE | PSEG | 1183218430 | TURNPIKE | 230 KV | T2LOAD | LOAD
51301 | PSEG | ZONE | PSEG | 1775807265 | UNIONCT | 69 KV | T1LOAD | LOAD
51301 | PSEG | ZONE | PSEG | 1775807263 | UNIONCT | 69 KV | T2LOAD | LOAD
51301 | PSEG | ZONE | PSEG | 1775807264 | UNIONCT | 69 KV | T3LOAD | LOAD
51301 | PSEG | ZONE | PSEG | 2156109870 | VANWINKL | 69 KV | T1_LOAD | LOAD
51301 | PSEG | ZONE | PSEG | 2156109868 | VANWINKL | 69 KV | T2_LOAD | LOAD
51301 | PSEG | ZONE | PSEG | 2156109869 | VANWINKL | 69 KV | T3_LOAD | LOAD
51301 | PSEG | ZONE | PSEG | 2156112523 | VAUXHALL | 69 KV | T1LD | LOAD
51301 | PSEG | ZONE | PSEG | 2156112441 | VAUXHALL | 69 KV | T2LD | LOAD
51301 | PSEG | ZONE | PSEG | 48744 | WALDWICK | 230 KV | T-10 | LOAD
51301 | PSEG | ZONE | PSEG | 48745 | WALDWICK | 230 KV | T-20 | LOAD
51301 | PSEG | ZONE | PSEG | 1439639059 | WALDWICK | 230 KV | T30 | LOAD
51301 | PSEG | ZONE | PSEG | 1552824399 | WALDWICK | 230 KV | T40 | LOAD
51301 | PSEG | ZONE | PSEG | 205498 | WARDAV | 138 KV | COLONIAL | LOAD
51301 | PSEG | ZONE | PSEG | 48747 | WARINANC | 230 KV | T-1 | LOAD
51301 | PSEG | ZONE | PSEG | 48748 | WARINANC | 230 KV | T-2 | LOAD
51301 | PSEG | ZONE | PSEG | 1666096425 | WARRENPT | 69 KV | T1 | LOAD
51301 | PSEG | ZONE | PSEG | 1666096426 | WARRENPT | 69 KV | T2 | LOAD
51301 | PSEG | ZONE | PSEG | 1666096427 | WARRENPT | 69 KV | T3 | LOAD
51301 | PSEG | ZONE | PSEG | 2156114663 | WASHAVE | 230 KV | T-10LD | LOAD
51301 | PSEG | ZONE | PSEG | 2156114636 | WASHAVE | 230 KV | T-20LD | LOAD
51301 | PSEG | ZONE | PSEG | 1183218440 | WCALDWEL | 230 KV | T1LOAD | LOAD
51301 | PSEG | ZONE | PSEG | 1183218441 | WCALDWEL | 230 KV | T2LOAD | LOAD
51301 | PSEG | ZONE | PSEG | 1183218442 | WCALDWEL | 230 KV | T3LOAD | LOAD
51301 | PSEG | ZONE | PSEG | 1183218443 | WCALDWEL | 230 KV | T4LOAD | LOAD
51301 | PSEG | ZONE | PSEG | 57967459 | WESTFIEL | 230 KV | T-1 | LOAD
51301 | PSEG | ZONE | PSEG | 57967461 | WESTFIEL | 230 KV | T-2 | LOAD
51301 | PSEG | ZONE | PSEG | 2156111242 | WHITHRSE | 69 KV | T-1LD | LOAD
51301 | PSEG | ZONE | PSEG | 2156111243 | WHITHRSE | 69 KV | T-2LD | LOAD
51301 | PSEG | ZONE | PSEG | 2156111240 | WHITHRSE | 69 KV | T-3LD | LOAD
51301 | PSEG | ZONE | PSEG | 2156111241 | WHITHRSE | 69 KV | T-4LD | LOAD
51301 | PSEG | ZONE | PSEG | 1132280415 | WILLIAM1 | 230 KV | LOAD | LOAD
51301 | PSEG | ZONE | PSEG | 1165466778 | WILLIAM1 | 230 KV | LOAD1 | LOAD
51301 | PSEG | ZONE | PSEG | 2155501815 | WOODBRID | 230 KV | T1LD | LOAD
51301 | PSEG | ZONE | PSEG | 2155501814 | WOODBRID | 230 KV | T2LD | LOAD
51301 | PSEG | ZONE | PSEG | 2155501813 | WOODBRID | 230 KV | T3LD | LOAD
51301 | PSEG | ZONE | PSEG | 2156110423 | WOODBURY | 69 KV | T1LD | LOAD
51301 | PSEG | ZONE | PSEG | 2156110424 | WOODBURY | 69 KV | T2LD | LOAD
51301 | PSEG | ZONE | PSEG | 2156110422 | WOODBURY | 69 KV | T3LD | LOAD
51301 | PSEG | ZONE | PSEG | 2156112513 | WOODLYNN | 69 KV | T1LD | LOAD
51301 | PSEG | ZONE | PSEG | 2156112469 | WOODLYNN | 69 KV | T2LD | LOAD
51301 | PSEG | ZONE | PSEG | 2156112510 | WOODLYNN | 69 KV | T3LD | LOAD
51301 | PSEG | ZONE | PSEG | 1132280416 | WORANGE | 230 KV | 220-2 | LOAD
51301 | PSEG | ZONE | PSEG | 1132280417 | WORANGE | 230 KV | 220-3 | LOAD
51301 | PSEG | ZONE | PSEG | 1132280418 | WORANGE | 230 KV | 220-4 | LOAD
51301 | PSEG | ZONE | PSEG | 2156111232 | YARDVILL | 13 KV | T1LD | LOAD
51301 | PSEG | ZONE | PSEG | 2156111233 | YARDVILL | 13 KV | T2LD | LOAD
51301 | PSEG | ZONE | PSEG | 2041943544 | Z650TAP | 69 KV | LAWRUNIT | LOAD
51301 | PSEG | ZONE | PSEG | 2156110793 | Z650TAP | 69 KV | LWR_TEMP | LOAD
7633629 | RECO | ZONE | RECO | 1048008 | ALLENDAL | 138 KV | BK139 LD | LOAD
7633629 | RECO | ZONE | RECO | 1048007 | ALLENDAL | 138 KV | BK239 LD | LOAD
7633629 | RECO | ZONE | RECO | 1048010 | CLOSTER | 69 KV | BK128 LD | LOAD
7633629 | RECO | ZONE | RECO | 1048009 | CLOSTER | 69 KV | BK228 LD | LOAD
7633629 | RECO | ZONE | RECO | 61482223 | CRESSKIL | 69 KV | BK137 LD | LOAD
7633629 | RECO | ZONE | RECO | 61482225 | CRESSKIL | 69 KV | BK237 LD | LOAD
7633629 | RECO | ZONE | RECO | 61482227 | DARLNGTO | 138 KV | BK1 LD | LOAD
7633629 | RECO | ZONE | RECO | 61482229 | DARLNGTO | 138 KV | BK2 LD | LOAD
7633629 | RECO | ZONE | RECO | 1048013 | FRANKLAK | 69 KV | BK335 LD | LOAD
7633629 | RECO | ZONE | RECO | 1048014 | FRANKLAK | 69 KV | BK435 LD | LOAD
7633629 | RECO | ZONE | RECO | 1048017 | HARINGSC | 69 KV | BK230 LD | LOAD
7633629 | RECO | ZONE | RECO | 1048018 | HARINGSC | 69 KV | BK330 LD | LOAD
7633629 | RECO | ZONE | RECO | 83734331 | MACARTHR | 138 KV | LOAD1 | LOAD
7633629 | RECO | ZONE | RECO | 83734333 | MACARTHR | 138 KV | LOAD2 | LOAD
7633629 | RECO | ZONE | RECO | 1067158627 | MONTVALE | 69 KV | BK429_LD | LOAD
7633629 | RECO | ZONE | RECO | 1048021 | OAKLAND | 69 KV | BK136 LD | LOAD
7633629 | RECO | ZONE | RECO | 1048020 | OAKLAND | 69 KV | BK236 LD | LOAD
7633629 | RECO | ZONE | RECO | 1048024 | SMAWA | 138 KV | BK658 LD | LOAD
7633629 | RECO | ZONE | RECO | 1123168544 | SMAWA | 138 KV | BK758 LD | LOAD
7633629 | RECO | ZONE | RECO | 1048023 | SMAWA | 69 KV | BK452 LD | LOAD
7633629 | RECO | ZONE | RECO | 1318132020 | SUMMITAV | 69 KV | 172_A | LOAD
7633629 | RECO | ZONE | RECO | 1318132019 | SUMMITAV | 69 KV | 272_A | LOAD
7633629 | RECO | ZONE | RECO | 1048025 | UPPERSAD | 69 KV | BK149 LD | LOAD
7633629 | RECO | ZONE | RECO | 41935407 | UPPERSAD | 69 KV | BK249 LD | LOAD