## NOTES (Please Read)
2022-11-01
Please write to emmanuele.bobbio@pjm.com for questions
BACKGROUND INFORMATION
The mapping tab contains useful information for mapping zones into states and for mapping zone names from different sources with one another
The yellow tabs contain background information for the model input
INPUT TABS
The green tabs contain the policy inputs to the model for entry (e.g. offshore wind)
The blue tabs contain the the RPS inputs to the model for different market design alternatives
The orange tabs contain the capacity demand inputs to the model
Sources and notes
- Monetary values are in 2020 US dollars
- State policies and load are from PJM
- Existing and new generation and storage's characteristics, and fuel prices are from Energy Exemplar and based on the Eastern Interconnection data and NREL's 2022 Annual Technolgy Baseline
Disclaimer: The material contained in the data and modeling assumptions are for general informational purposes only, are not intended to constitute legal or other professional advice and should not be relied on or treated as such. PJM makes no warranties, representations or undertakings about any of the content in the data and modeling assumptions (including, without limitation to, the quality, accuracy, completeness or fitness for any particular purpose of such content).

## mappings
Plexos zone | CAPSTF Plexos, resources | CAPSTF Plexos, transmission | LDA | Load zone |  |  | Load zone to Plexos |  | LDA to Plexos
PJM_AEP_East | PJM_AEP | PJM_AEP | AEP | AEP | + | OVEC | AEP | PJM_AEP | AEP | PJM_AEP
PJM_AlleghenyPower | PJM_AlleghenyPower | PJM_AlleghenyPower | APS | APS |  |  | APS | PJM_AlleghenyPower | APS | PJM_AlleghenyPower
PJM_AtlanticElectric | PJM_AtlanticElec | PJM_AtlanticElec | AECO | AE |  |  | AE | PJM_AtlanticElec | AECO | PJM_AtlanticElec
PJM_BaltimoreG&E | PJM_BaltimoreGE | PJM_BaltimoreGE | BGE | BGE |  |  | BGE | PJM_BaltimoreGE | BGE | PJM_BaltimoreGE
PJM_CommEd(NI) | PJM_ComEd | PJM_ComEd | COMED | COMED |  |  | COMED | PJM_ComEd | COMED | PJM_ComEd
PJM_DaytonP&L | PJM_DaytonPL | PJM_DaytonPL | DAY | DAY |  |  | DAY | PJM_DaytonPL | DAY | PJM_DaytonPL
PJM_DelmarvaP&L | PJM_DelmarvaPL | PJM_DelmarvaPL | DPL | DPL |  |  | DPL | PJM_DelmarvaPL | DPL | PJM_DelmarvaPL
PJM_Dominion_VP | PJM_Dominion_VP | PJM_Dominion_VP | DOM | DOM |  |  | DOM | PJM_Dominion_VP | DOM | PJM_Dominion_VP
PJM_DukeOK | PJM_DukeOhioKentucky | PJM_DukeOhioKentucky | DEOK | DEOK |  |  | DEOK | PJM_DukeOhioKentucky | DEOK | PJM_DukeOhioKentucky
PJM_DuqLightCo | PJM_DuqLight | PJM_DuqLight | DUQ | DLCO |  |  | DLCO | PJM_DuqLight | DUQ | PJM_DuqLight
PJM_EKPC | PJM_EKPC | PJM_EKPC | EKPC | EKPC |  |  | EKPC | PJM_EKPC | EKPC | PJM_EKPC
PJM_FirstEnergy | PJM_FirstEnergy_ATSI | PJM_FirstEnergy_ATSI | ATSI | ATSI |  |  | ATSI | PJM_FirstEnergy_ATSI | ATSI | PJM_FirstEnergy_ATSI
PJM_JerseyCentralP&L | PJM_JerseyCntrlPL | PJM_JerseyCntrlPL | JCPL | JCPL |  |  | JCPL | PJM_JerseyCntrlPL | JCPL | PJM_JerseyCntrlPL
PJM_MetEd | PJM_MetEd | PJM_MetEd | METED | METED |  |  | METED | PJM_MetEd | METED | PJM_MetEd
PJM_PennElectric | PJM_PennElec | PJM_PennElec | PENELEC | PENLC |  |  | PENLC | PJM_PennElec | PENELEC | PJM_PennElec
PJM_PennP&L | PJM_PennPL_UGI | PJM_PennPL_UGI | PPL | PL | + | UGI | PL | PJM_PennPL_UGI | PPL | PJM_PennPL_UGI
PJM_PEPCO | PJM_PhiladelphiaElec | PJM_PhiladelphiaElec | PECO | PECO |  |  | PECO | PJM_PhiladelphiaElec | PECO | PJM_PhiladelphiaElec
PJM_PhiladelphiaElect | PJM_PotomacElec | PJM_PotomacElec | PEPCO | PEPCO |  |  | PEPCO | PJM_PotomacElec | PEPCO | PJM_PotomacElec
PJM_PublicServiceE&G | PJM_PublicServiceEG | PJM_PublicServiceEG | PSEG | PS |  |  | PS | PJM_PublicServiceEG | PSEG | PJM_PublicServiceEG
PJM_RocklandElectricCo | PJM_RocklandElec | PJM_RocklandElec | RECO | RECO |  |  | RECO | PJM_RocklandElec | RECO | PJM_RocklandElec
Load zone | state | factor |  |  |  |  | Plexos model zone/state combinations
AE | NJ | 1 |  |  |  |  | zone | state
AEP | IN | 0.18 |  |  |  |  | PJM_AEP | IN | PJM_AEP | TN
AEP | KY | 0.05 |  |  |  |  | PJM_AEP | KY
AEP | MI | 0.04 |  |  |  |  | PJM_AEP | MI
AEP | OH | 0.43 |  |  |  |  | PJM_AEP | OH
AEP | TN | 0.02 |  |  |  |  | PJM_AEP | VA
AEP | VA | 0.15 |  |  |  |  | PJM_AEP | WV
AEP | WV | 0.14 |  |  |  |  | PJM_AlleghenyPower | MD
APS | MD | 0.17 |  |  |  |  | PJM_AlleghenyPower | OH
APS | PA | 0.44 |  |  |  |  | PJM_AlleghenyPower | PA
APS | VA | 0.07 |  |  |  |  | PJM_AlleghenyPower | VA | We have AEP-TN they don't have TN at all
APS | WV | 0.32 |  |  |  |  | PJM_AlleghenyPower | WV | They have DOM-WV, EKPC-OH, PENLC-MD, PECO-MD, PS-PA which we do not have
ATSI | OH | 0.92 |  |  |  |  | PJM_AtlanticElec | NJ
ATSI | PA | 0.08 |  |  |  |  | PJM_BaltimoreGE | MD | DOM-WV is Mt Storm, electrically in DOM, closest to MD but should be reclassified as VA
BGE | MD | 1 |  |  |  |  | PJM_ComEd | IL | EKPC-Ohio is likely Greenup Hydro, which is on the river between states. It should be reclassified as KY
COMED | IL | 1 |  |  |  |  | PJM_DaytonPL | OH | PN-MD is going to be Deep Creek Hydro. This hydroelectric is radially connected to PennElec from PA, but is physically located in MD
DAY | OH | 1 |  |  |  |  | PJM_DelmarvaPL | DE | PE-MD is Conowingo Hydro on the Susquehanna river. It is just south of the border to PA.
DEOK | KY | 0.17 |  |  |  |  | PJM_DelmarvaPL | MD | PS-PA is Wheelabrator Falls (trash to steam plant), which is on an island across from Mercer coal plant in NJ. Electrically it is connected to PSEG, but physically in PA.
DEOK | OH | 0.83 |  |  |  |  | PJM_DelmarvaPL | VA
DLCO | PA | 1 |  |  |  |  | PJM_Dominion_VP | NC
DOM | NC | 0.05 |  |  |  |  | PJM_Dominion_VP | VA
DOM | VA | 0.95 |  |  |  |  | PJM_Dominion_VP | WV
DPL | DE | 0.61 |  |  |  |  | PJM_DukeOhioKentucky | KY
DPL | MD | 0.36 |  |  |  |  | PJM_DukeOhioKentucky | OH
DPL | VA | 0.03 |  |  |  |  | PJM_DuqLight | PA
EKPC | KY | 1 |  |  |  |  | PJM_EKPC | KY
JCPL | NJ | 1 |  |  |  |  | PJM_EKPC | OH
METED | PA | 1 |  |  |  |  | PJM_FirstEnergy_ATSI | OH
MISO | IL | 1 |  |  |  |  | PJM_FirstEnergy_ATSI | PA
OVEC | OH | 1 |  |  |  |  | PJM_JerseyCntrlPL | NJ
PECO | PA | 1 |  |  |  |  | PJM_MetEd | PA
PENLC | PA | 1 |  |  |  |  | PJM_PennElec | MD
PEPCO | DC | 0.3 |  |  |  |  | PJM_PennElec | PA
PEPCO | MD | 0.7 |  |  |  |  | PJM_PennPL_UGI | PA
PL | PA | 1 |  |  |  |  | PJM_PhiladelphiaElec | MD
PS | NJ | 1 |  |  |  |  | PJM_PhiladelphiaElec | PA
RECO | NJ | 1 |  |  |  |  | PJM_PotomacElec | DC
UGI | PA | 1 |  |  |  |  | PJM_PotomacElec | MD
[7 empty] | PJM_PublicServiceEG | NJ
[7 empty] | PJM_PublicServiceEG | PA
[7 empty] | PJM_RocklandElec | NJ

## load
Gross Annual Energy (GWH) by zone | [11 empty] | Convert to state | [13 empty] | Convert to state, continued | [10 empty] | Gross Annual Energy (GWH) by state
zone | 2022 | 2023 | 2024 | 2025 | 2026 | 2027 | 2028 | 2029 | 2030 | 2031 |  | Load zone | state | factor | 2022 | 2023 | 2024 | 2025 | 2026 | 2027 | 2028 | 2029 | 2030 | 2031 |  | Row Labels | Sum of 2022 | Sum of 2023 | Sum of 2024 | Sum of 2025 | Sum of 2026 | Sum of 2027 | Sum of 2028 | Sum of 2029 | Sum of 2030 | Sum of 2031 | Row Labels | Sum of 2022 | Sum of 2023 | Sum of 2024 | Sum of 2025 | Sum of 2026 | Sum of 2027 | Sum of 2028 | Sum of 2029 | Sum of 2030 | Sum of 2031
AE | 9625.0755 | 9637.7045 | 9671.5239 | 9658.9559 | 9689.3242 | 9745.0939 | 9839.0203 | 9965.2208 | 10068.3894 | 10169.7002 |  | AE | NJ | 1 | 9625.0755 | 9637.7045 | 9671.5239 | 9658.9559 | 9689.3242 | 9745.0939 | 9839.0203 | 9965.2208 | 10068.3894 | 10169.7002 |  | DC | 8354.9447 | 8397.0941 | 8417.164 | 8435.0765 | 8385.9744 | 8387.761 | 8457.7456 | 8498.5137 | 8474.4304 | 8512.8693 | DC | 8354.9447 | 8397.0941 | 8417.164 | 8435.0765 | 8385.9744 | 8387.761 | 8457.7456 | 8498.5137 | 8474.4304 | 8512.8693
BGE | 30453.4896 | 30628.5443 | 30723.9278 | 30838.2179 | 30898.418 | 31101.0053 | 31440.4418 | 31745.743 | 31907.0516 | 32139.3347 |  | AEP | IN | 0.18 | 22826.1529 | 22842.1338 | 22834.5354 | 22926.8571 | 22909.79 | 22954.4101 | 23092.6354 | 23157.7148 | 23106.6585 | 23218.867 |  | DE | 11243.3961 | 11281.6749 | 11326.2038 | 11356.393 | 11379.4904 | 11414.2049 | 11496.6873 | 11595.4958 | 11625.8926 | 11640.6133 | DE | 11243.3961 | 11281.6749 | 11326.2038 | 11356.393 | 11379.4904 | 11414.2049 | 11496.6873 | 11595.4958 | 11625.8926 | 11640.6133
DPL | 18431.7968 | 18494.549 | 18567.5473 | 18617.0377 | 18654.9024 | 18711.8113 | 18847.0283 | 19009.0095 | 19058.8403 | 19082.9726 |  | AEP | KY | 0.05 | 6340.598 | 6345.0372 | 6342.9265 | 6368.5714 | 6363.8306 | 6376.225 | 6414.6209 | 6432.6986 | 6418.5163 | 6449.6853 |  | IL | 96861.9319 | 96240.8647 | 95809.6532 | 95987.1204 | 95779.9547 | 95916.9211 | 95905.0647 | 96379.8559 | 96535.7749 | 97396.9332 | IL | 96861.9319 | 96240.8647 | 95809.6532 | 95987.1204 | 95779.9547 | 95916.9211 | 95905.0647 | 96379.8559 | 96535.7749 | 97396.9332
JCPL | 21278.7387 | 21256.3387 | 21248.3132 | 21192.3348 | 21289.3262 | 21447.4429 | 21697.1855 | 21944.9226 | 22161.6902 | 22412.5281 |  | AEP | MI | 0.04 | 5072.4784 | 5076.0297 | 5074.3412 | 5094.8571 | 5091.0644 | 5100.98 | 5131.6968 | 5146.1588 | 5134.813 | 5159.7482 |  | IN | 22826.1529 | 22842.1338 | 22834.5354 | 22926.8571 | 22909.79 | 22954.4101 | 23092.6354 | 23157.7148 | 23106.6585 | 23218.867 | IN | 22826.1529 | 22842.1338 | 22834.5354 | 22926.8571 | 22909.79 | 22954.4101 | 23092.6354 | 23157.7148 | 23106.6585 | 23218.867
METED | 15003.9739 | 14994.5251 | 14955.4825 | 14956.0791 | 14955.8754 | 15047.462 | 15166.5977 | 15227.7594 | 15250.9811 | 15310.7005 |  | AEP | OH | 0.43 | 54529.143 | 54567.3195 | 54549.1678 | 54769.7141 | 54728.9428 | 54835.5353 | 55165.7401 | 55321.2075 | 55199.2398 | 55467.2935 |  | KY | 21706.8287 | 21859.8498 | 21938.7827 | 22053.1053 | 22128.8549 | 22213.6407 | 22331.6344 | 22419.9781 | 22395.2494 | 22455.5059 | KY | 21706.8287 | 21859.8498 | 21938.7827 | 22053.1053 | 22128.8549 | 22213.6407 | 22331.6344 | 22419.9781 | 22395.2494 | 22455.5059
PECO | 38922.9573 | 38962.2874 | 38928.421 | 38830.8122 | 38773.2765 | 38849.9018 | 38885.6709 | 38915.1846 | 39010.3985 | 39085.1047 |  | AEP | TN | 0.02 | 2536.2392 | 2538.0149 | 2537.1706 | 2547.4286 | 2545.5322 | 2550.49 | 2565.8484 | 2573.0794 | 2567.4065 | 2579.8741 |  | MD | 64887.7381 | 65200.0819 | 65389.117 | 65586.2419 | 65536.5155 | 65806.0108 | 66393.9643 | 66868.4219 | 66987.0948 | 67344.0389 | MD | 64887.7381 | 65200.0819 | 65389.117 | 65586.2419 | 65536.5155 | 65806.0108 | 66393.9643 | 66868.4219 | 66987.0948 | 67344.0389
PENLC | 16683.4703 | 16635.1148 | 16563.6189 | 16488.0603 | 16442.2644 | 16479.1225 | 16541.3401 | 16555.9151 | 16567.8765 | 16567.241 |  | AEP | VA | 0.15 | 19021.7941 | 19035.1115 | 19028.7795 | 19105.7142 | 19091.4917 | 19128.6751 | 19243.8628 | 19298.0957 | 19255.5488 | 19349.0559 |  | MI | 5072.4784 | 5076.0297 | 5074.3412 | 5094.8571 | 5091.0644 | 5100.98 | 5131.6968 | 5146.1588 | 5134.813 | 5159.7482 | MI | 5072.4784 | 5076.0297 | 5074.3412 | 5094.8571 | 5091.0644 | 5100.98 | 5131.6968 | 5146.1588 | 5134.813 | 5159.7482
PEPCO | 27849.8156 | 27990.3137 | 28057.2135 | 28116.9217 | 27953.248 | 27959.2032 | 28192.4852 | 28328.3791 | 28248.1014 | 28376.231 |  | AEP | WV | 0.14 | 17753.6745 | 17766.104 | 17760.1942 | 17831.9999 | 17818.7256 | 17853.4301 | 17960.9386 | 18011.5559 | 17971.8455 | 18059.1188 |  | NC | 3991.4571 | 4477.0343 | 5023.6067 | 5616.0112 | 6196.2266 | 6457.1231 | 6683.01 | 6925.9515 | 7138.7149 | 7374.3867 | NC | 3991.4571 | 4477.0343 | 5023.6067 | 5616.0112 | 6196.2266 | 6457.1231 | 6683.01 | 6925.9515 | 7138.7149 | 7374.3867
PL | 38650.8046 | 38587.2368 | 38593.2259 | 38598.5953 | 38558.3296 | 38742.5449 | 38956.1938 | 39088.4048 | 39121.6869 | 39304.8375 |  | APS | MD | 0.17 | 8303.9308 | 8320.2804 | 8340.8227 | 8364.0453 | 8355.0591 | 8397.3111 | 8433.8526 | 8449.5701 | 8445.1897 | 8471.4723 |  | NJ | 74454.7405 | 74569.2539 | 74643.2844 | 74666.6893 | 74979.4079 | 75621.4938 | 76517.0298 | 77391.9367 | 78098.1142 | 79046.4388 | NJ | 74454.7405 | 74569.2539 | 74643.2844 | 74666.6893 | 74979.4079 | 75621.4938 | 76517.0298 | 77391.9367 | 78098.1142 | 79046.4388
PS | 42158.4502 | 42288.0625 | 42341.8703 | 42442.617 | 42628.3139 | 43048.5878 | 43587.9056 | 44077.1608 | 44454.0359 | 45039.6708 |  | APS | PA | 0.44 | 21492.5267 | 21534.8435 | 21588.0117 | 21648.1172 | 21624.8589 | 21734.2171 | 21828.795 | 21869.4756 | 21858.1381 | 21926.1637 |  | OH | 153387.6933 | 153998.4128 | 154193.3554 | 154401.7168 | 154331.9016 | 154861.0942 | 155660.9674 | 155932.6476 | 155950.7797 | 156132.884 | OH | 153387.6933 | 153998.4128 | 154193.3554 | 154401.7168 | 154331.9016 | 154861.0942 | 155660.9674 | 155932.6476 | 155950.7797 | 156132.884
RECO | 1392.4761 | 1387.1482 | 1381.577 | 1372.7815 | 1372.4436 | 1380.3691 | 1392.9185 | 1404.6325 | 1413.9987 | 1424.5398 |  | APS | VA | 0.07 | 3419.2656 | 3425.9978 | 3434.4564 | 3444.0187 | 3440.3185 | 3457.7163 | 3472.7628 | 3479.2348 | 3477.4311 | 3488.2533 |  | PA | 150500.0238 | 150589.4629 | 150544.4296 | 150482.2356 | 150332.2176 | 150940.5915 | 151559.6111 | 151864.6386 | 152022.7476 | 152423.9026 | PA | 150500.0238 | 150589.4629 | 150544.4296 | 150482.2356 | 150332.2176 | 150940.5915 | 151559.6111 | 151864.6386 | 152022.7476 | 152423.9026
UGI | 990.8323 | 984.2792 | 978.9195 | 974.9703 | 970.0614 | 968.1403 | 968.4176 | 966.1946 | 965.0103 | 964.309 |  | APS | WV | 0.32 | 15630.9285 | 15661.7043 | 15700.3721 | 15744.0853 | 15727.1701 | 15806.7033 | 15875.4873 | 15905.0732 | 15896.8277 | 15946.3009 |  | TN | 2536.2392 | 2538.0149 | 2537.1706 | 2547.4286 | 2545.5322 | 2550.49 | 2565.8484 | 2573.0794 | 2567.4065 | 2579.8741 | TN | 2536.2392 | 2538.0149 | 2537.1706 | 2547.4286 | 2545.5322 | 2550.49 | 2565.8484 | 2573.0794 | 2567.4065 | 2579.8741
AEP | 126811.9604 | 126900.7431 | 126858.5299 | 127371.4281 | 127276.6112 | 127524.5007 | 128292.4189 | 128653.971 | 128370.3252 | 128993.7057 |  | ATSI | OH | 0.92 | 58743.0805 | 59184.8752 | 59442.9664 | 59329.3888 | 59326.8378 | 59589.0048 | 59824.1134 | 59787.0302 | 60026.4351 | 59850.2399 |  | VA | 98831.698 | 108079.5968 | 118468.7905 | 129812.4577 | 140819.7619 | 145833.0856 | 150259.2258 | 154940.6787 | 158940.3277 | 163523.1466 | VA | 98831.698 | 108079.5968 | 118468.7905 | 129812.4577 | 140819.7619 | 145833.0856 | 150259.2258 | 154940.6787 | 158940.3277 | 163523.1466
APS | 48846.6516 | 48942.826 | 49063.6629 | 49200.2665 | 49147.4067 | 49395.9479 | 49610.8977 | 49703.3537 | 49677.5865 | 49832.1902 |  | ATSI | PA | 0.08 | 5108.094 | 5146.5109 | 5168.9536 | 5159.0773 | 5158.8555 | 5181.6526 | 5202.0968 | 5198.8722 | 5219.69 | 5204.3687 |  | WV | 33384.603 | 33427.8084 | 33460.5663 | 33576.0852 | 33545.8957 | 33660.1334 | 33836.4259 | 33916.6291 | 33868.6732 | 34005.4197 | WV | 33384.603 | 33427.8084 | 33460.5663 | 33576.0852 | 33545.8957 | 33660.1334 | 33836.4259 | 33916.6291 | 33868.6732 | 34005.4197
ATSI | 63851.1744 | 64331.3861 | 64611.92 | 64488.4661 | 64485.6933 | 64770.6574 | 65026.2103 | 64985.9024 | 65246.1251 | 65054.6086 |  | BGE | MD | 1 | 30453.4896 | 30628.5443 | 30723.9278 | 30838.2179 | 30898.418 | 31101.0053 | 31440.4418 | 31745.743 | 31907.0516 | 32139.3347 |  | Grand Total | 748039.9256 | 758577.3128 | 769661.0008 | 782542.2758 | 793962.5878 | 801717.9403 | 809891.5468 | 817611.7009 | 822846.6774 | 830814.6284 | VA-AEP | 19021.7941 | 19035.1115 | 19028.7795 | 19105.7142 | 19091.4917 | 19128.6751 | 19243.8628 | 19298.0957 | 19255.5488 | 19349.0559
COMED | 96861.9319 | 96240.8647 | 95809.6532 | 95987.1204 | 95779.9547 | 95916.9211 | 95905.0647 | 96379.8559 | 96535.7749 | 97396.9332 |  | COMED | IL | 1 | 96861.9319 | 96240.8647 | 95809.6532 | 95987.1204 | 95779.9547 | 95916.9211 | 95905.0647 | 96379.8559 | 96535.7749 | 97396.9332 | [12 empty] | VA-DOM | 75837.6845 | 85063.651 | 95448.5282 | 106704.2137 | 117728.3047 | 122685.3398 | 126977.1893 | 131593.078 | 135635.5827 | 140113.3482
DAY | 17081.7692 | 17061.4458 | 16972.1608 | 16986.735 | 16946.1867 | 16985.3955 | 17067.9344 | 17104.4518 | 17048.4924 | 17077.2592 |  | DAY | OH | 1 | 17081.7692 | 17061.4458 | 16972.1608 | 16986.735 | 16946.1867 | 16985.3955 | 17067.9344 | 17104.4518 | 17048.4924 | 17077.2592 | [12 empty] | RTO | 748039.9256 | 758577.3128 | 769661.0008 | 782542.2758 | 793962.5878 | 801717.9403 | 809891.5468 | 817611.7009 | 822846.6774 | 830814.6284
DEOK | 27189.1059 | 27371.1199 | 27424.479 | 27529.0798 | 27546.0139 | 27692.0672 | 27875.225 | 28015.9221 | 27963.6984 | 28037.7695 |  | DEOK | KY | 0.17 | 4622.148 | 4653.0904 | 4662.1614 | 4679.9436 | 4682.8224 | 4707.6514 | 4738.7882 | 4762.7068 | 4753.8287 | 4766.4208
DLCO | 13647.3649 | 13744.6652 | 13767.7965 | 13826.5238 | 13848.6958 | 13937.5504 | 14010.4992 | 14042.8323 | 14028.9661 | 14061.1775 |  | DEOK | OH | 0.83 | 22566.9579 | 22718.0295 | 22762.3176 | 22849.1363 | 22863.1916 | 22984.4158 | 23136.4367 | 23253.2153 | 23209.8697 | 23271.3487
EKPC | 10744.0827 | 10861.7223 | 10933.6947 | 11004.5903 | 11082.2019 | 11129.7643 | 11178.2252 | 11224.5728 | 11222.9044 | 11239.3998 |  | DLCO | PA | 1 | 13647.3649 | 13744.6652 | 13767.7965 | 13826.5238 | 13848.6958 | 13937.5504 | 14010.4992 | 14042.8323 | 14028.9661 | 14061.1775
OVEC | 466.7427 | 466.7427 | 466.7427 | 466.7427 | 466.7427 | 466.7427 | 466.7427 | 466.7427 | 466.7427 | 466.7427 |  | DOM | NC | 0.05 | 3991.4571 | 4477.0343 | 5023.6067 | 5616.0112 | 6196.2266 | 6457.1231 | 6683.01 | 6925.9515 | 7138.7149 | 7374.3867
DOM | 79829.1415 | 89540.6853 | 100472.135 | 112320.2249 | 123924.5312 | 129142.4629 | 133660.1993 | 138519.0295 | 142774.2975 | 147487.735 |  | DOM | VA | 0.95 | 75837.6845 | 85063.651 | 95448.5282 | 106704.2137 | 117728.3047 | 122685.3398 | 126977.1893 | 131593.078 | 135635.5827 | 140113.3482
RTO | 746771.806 | 757308.3054 | 768392.4155 | 781268.5615 | 792689.8217 | 800442.6953 | 808608.6226 | 816325.1612 | 821562.9741 | 829524.6913 |  | DPL | DE | 0.61 | 11243.3961 | 11281.6749 | 11326.2038 | 11356.393 | 11379.4904 | 11414.2049 | 11496.6873 | 11595.4958 | 11625.8926 | 11640.6133
[12 empty] | DPL | MD | 0.36 | 6635.4469 | 6658.0377 | 6684.317 | 6702.1336 | 6715.7648 | 6736.2521 | 6784.9302 | 6843.2434 | 6861.1825 | 6869.8701
[12 empty] | DPL | VA | 0.03 | 552.9539 | 554.8365 | 557.0264 | 558.5111 | 559.6471 | 561.3543 | 565.4108 | 570.2703 | 571.7652 | 572.4892
[12 empty] | EKPC | KY | 1 | 10744.0827 | 10861.7223 | 10933.6947 | 11004.5903 | 11082.2019 | 11129.7643 | 11178.2252 | 11224.5728 | 11222.9044 | 11239.3998
[12 empty] | JCPL | NJ | 1 | 21278.7387 | 21256.3387 | 21248.3132 | 21192.3348 | 21289.3262 | 21447.4429 | 21697.1855 | 21944.9226 | 22161.6902 | 22412.5281
[12 empty] | METED | PA | 1 | 15003.9739 | 14994.5251 | 14955.4825 | 14956.0791 | 14955.8754 | 15047.462 | 15166.5977 | 15227.7594 | 15250.9811 | 15310.7005
[12 empty] | OVEC | OH | 1 | 466.7427 | 466.7427 | 466.7427 | 466.7427 | 466.7427 | 466.7427 | 466.7427 | 466.7427 | 466.7427 | 466.7427
[12 empty] | PECO | PA | 1 | 38922.9573 | 38962.2874 | 38928.421 | 38830.8122 | 38773.2765 | 38849.9018 | 38885.6709 | 38915.1846 | 39010.3985 | 39085.1047
[12 empty] | PENLC | PA | 1 | 16683.4703 | 16635.1148 | 16563.6189 | 16488.0603 | 16442.2644 | 16479.1225 | 16541.3401 | 16555.9151 | 16567.8765 | 16567.241
[12 empty] | PEPCO | DC | 0.3 | 8354.9447 | 8397.0941 | 8417.164 | 8435.0765 | 8385.9744 | 8387.761 | 8457.7456 | 8498.5137 | 8474.4304 | 8512.8693
[12 empty] | PEPCO | MD | 0.7 | 19494.8709 | 19593.2196 | 19640.0494 | 19681.8452 | 19567.2736 | 19571.4423 | 19734.7397 | 19829.8654 | 19773.671 | 19863.3617
[12 empty] | PL | PA | 1 | 38650.8046 | 38587.2368 | 38593.2259 | 38598.5953 | 38558.3296 | 38742.5449 | 38956.1938 | 39088.4048 | 39121.6869 | 39304.8375
[12 empty] | PS | NJ | 1 | 42158.4502 | 42288.0625 | 42341.8703 | 42442.617 | 42628.3139 | 43048.5878 | 43587.9056 | 44077.1608 | 44454.0359 | 45039.6708
[12 empty] | RECO | NJ | 1 | 1392.4761 | 1387.1482 | 1381.577 | 1372.7815 | 1372.4436 | 1380.3691 | 1392.9185 | 1404.6325 | 1413.9987 | 1424.5398
[12 empty] | UGI | PA | 1 | 990.8323 | 984.2792 | 978.9195 | 974.9703 | 970.0614 | 968.1403 | 968.4176 | 966.1946 | 965.0103 | 964.309
[12 empty] | SUM |  |  | 748039.9256 | 758577.3128 | 769661.0008 | 782542.2758 | 793962.5878 | 801717.9403 | 809891.5468 | 817611.7009 | 822846.6774 | 830814.6284
[15 empty] | 1.0017 | 1.0017 | 1.0017 | 1.0016 | 1.0016 | 1.0016 | 1.0016 | 1.0016 | 1.0016 | 1.0016
1.0005
Net Annual Energy (GWH) by zone | [11 empty] | Convert to state | [13 empty] | Convert to state, continued | [10 empty] | Net Annual Energy (GWH) by state
zone | 2022 | 2023 | 2024 | 2025 | 2026 | 2027 | 2028 | 2029 | 2030 | 2031 |  | Load zone | state | factor | 2022 | 2023 | 2024 | 2025 | 2026 | 2027 | 2028 | 2029 | 2030 | 2031 |  | Row Labels | Sum of 2022 | Sum of 2023 | Sum of 2024 | Sum of 2025 | Sum of 2026 | Sum of 2027 | Sum of 2028 | Sum of 2029 | Sum of 2030 | Sum of 2031 | Row Labels | Sum of 2022 | Sum of 2023 | Sum of 2024 | Sum of 2025 | Sum of 2026 | Sum of 2027 | Sum of 2028 | Sum of 2029 | Sum of 2030 | Sum of 2031
AE | 9625.0755 | 9637.7045 | 9671.5239 | 9658.9559 | 9689.3242 | 9745.0939 | 9839.0203 | 9965.2208 | 10068.3894 | 10169.7002 |  | AE | NJ | 1 | 9625.0755 | 9637.7045 | 9671.5239 | 9658.9559 | 9689.3242 | 9745.0939 | 9839.0203 | 9965.2208 | 10068.3894 | 10169.7002 |  | DC | 8354.9447 | 8397.0941 | 8417.164 | 8435.0765 | 8385.9744 | 8387.761 | 8457.7456 | 8498.5137 | 8474.4304 | 8512.8693 | DC | 8354.9447 | 8397.0941 | 8417.164 | 8435.0765 | 8385.9744 | 8387.761 | 8457.7456 | 8498.5137 | 8474.4304 | 8512.8693
BGE | 30453.4896 | 30628.5443 | 30723.9278 | 30838.2179 | 30898.418 | 31101.0053 | 31440.4418 | 31745.743 | 31907.0516 | 32139.3347 |  | AEP | IN | 0.18 | 22826.1529 | 22842.1338 | 22834.5354 | 22926.8571 | 22909.79 | 22954.4101 | 23092.6354 | 23157.7148 | 23106.6585 | 23218.867 |  | DE | 11243.3961 | 11281.6749 | 11326.2038 | 11356.393 | 11379.4904 | 11414.2049 | 11496.6873 | 11595.4958 | 11625.8926 | 11640.6133 | DE | 11243.3961 | 11281.6749 | 11326.2038 | 11356.393 | 11379.4904 | 11414.2049 | 11496.6873 | 11595.4958 | 11625.8926 | 11640.6133
DPL | 18431.7968 | 18494.549 | 18567.5473 | 18617.0377 | 18654.9024 | 18711.8113 | 18847.0283 | 19009.0095 | 19058.8403 | 19082.9726 |  | AEP | KY | 0.05 | 6340.598 | 6345.0372 | 6342.9265 | 6368.5714 | 6363.8306 | 6376.225 | 6414.6209 | 6432.6986 | 6418.5163 | 6449.6853 |  | IL | 96861.9319 | 96240.8647 | 95809.6532 | 95987.1204 | 95779.9547 | 95916.9211 | 95905.0647 | 96379.8559 | 96535.7749 | 97396.9332 | IL | 96861.9319 | 96240.8647 | 95809.6532 | 95987.1204 | 95779.9547 | 95916.9211 | 95905.0647 | 96379.8559 | 96535.7749 | 97396.9332
JCPL | 21278.7387 | 21256.3387 | 21248.3132 | 21192.3348 | 21289.3262 | 21447.4429 | 21697.1855 | 21944.9226 | 22161.6902 | 22412.5281 |  | AEP | MI | 0.04 | 5072.4784 | 5076.0297 | 5074.3412 | 5094.8571 | 5091.0644 | 5100.98 | 5131.6968 | 5146.1588 | 5134.813 | 5159.7482 |  | IN | 22826.1529 | 22842.1338 | 22834.5354 | 22926.8571 | 22909.79 | 22954.4101 | 23092.6354 | 23157.7148 | 23106.6585 | 23218.867 | IN | 22826.1529 | 22842.1338 | 22834.5354 | 22926.8571 | 22909.79 | 22954.4101 | 23092.6354 | 23157.7148 | 23106.6585 | 23218.867
METED | 15003.9739 | 14994.5251 | 14955.4825 | 14956.0791 | 14955.8754 | 15047.462 | 15166.5977 | 15227.7594 | 15250.9811 | 15310.7005 |  | AEP | OH | 0.43 | 54529.143 | 54567.3195 | 54549.1678 | 54769.7141 | 54728.9428 | 54835.5353 | 55165.7401 | 55321.2075 | 55199.2398 | 55467.2935 |  | KY | 21706.8287 | 21859.8498 | 21938.7827 | 22053.1053 | 22128.8549 | 22213.6407 | 22331.6344 | 22419.9781 | 22395.2494 | 22455.5059 | KY | 21706.8287 | 21859.8498 | 21938.7827 | 22053.1053 | 22128.8549 | 22213.6407 | 22331.6344 | 22419.9781 | 22395.2494 | 22455.5059
PECO | 38922.9573 | 38962.2874 | 38928.421 | 38830.8122 | 38773.2765 | 38849.9018 | 38885.6709 | 38915.1846 | 39010.3985 | 39085.1047 |  | AEP | TN | 0.02 | 2536.2392 | 2538.0149 | 2537.1706 | 2547.4286 | 2545.5322 | 2550.49 | 2565.8484 | 2573.0794 | 2567.4065 | 2579.8741 |  | MD | 64887.7381 | 65200.0819 | 65389.117 | 65586.2419 | 65536.5155 | 65806.0108 | 66393.9643 | 66868.4219 | 66987.0948 | 67344.0389 | MD | 64887.7381 | 65200.0819 | 65389.117 | 65586.2419 | 65536.5155 | 65806.0108 | 66393.9643 | 66868.4219 | 66987.0948 | 67344.0389
PENLC | 16683.4703 | 16635.1148 | 16563.6189 | 16488.0603 | 16442.2644 | 16479.1225 | 16541.3401 | 16555.9151 | 16567.8765 | 16567.241 |  | AEP | VA | 0.15 | 19021.7941 | 19035.1115 | 19028.7795 | 19105.7142 | 19091.4917 | 19128.6751 | 19243.8628 | 19298.0957 | 19255.5488 | 19349.0559 |  | MI | 5072.4784 | 5076.0297 | 5074.3412 | 5094.8571 | 5091.0644 | 5100.98 | 5131.6968 | 5146.1588 | 5134.813 | 5159.7482 | MI | 5072.4784 | 5076.0297 | 5074.3412 | 5094.8571 | 5091.0644 | 5100.98 | 5131.6968 | 5146.1588 | 5134.813 | 5159.7482
PEPCO | 27849.8156 | 27990.3137 | 28057.2135 | 28116.9217 | 27953.248 | 27959.2032 | 28192.4852 | 28328.3791 | 28248.1014 | 28376.231 |  | AEP | WV | 0.14 | 17753.6745 | 17766.104 | 17760.1942 | 17831.9999 | 17818.7256 | 17853.4301 | 17960.9386 | 18011.5559 | 17971.8455 | 18059.1188 |  | NC | 3991.4571 | 4477.0343 | 5023.6067 | 5616.0112 | 6196.2266 | 6457.1231 | 6683.01 | 6925.9515 | 7138.7149 | 7374.3867 | NC | 3991.4571 | 4477.0343 | 5023.6067 | 5616.0112 | 6196.2266 | 6457.1231 | 6683.01 | 6925.9515 | 7138.7149 | 7374.3867
PL | 38650.8046 | 38587.2368 | 38593.2259 | 38598.5953 | 38558.3296 | 38742.5449 | 38956.1938 | 39088.4048 | 39121.6869 | 39304.8375 |  | APS | MD | 0.17 | 8303.9308 | 8320.2804 | 8340.8227 | 8364.0453 | 8355.0591 | 8397.3111 | 8433.8526 | 8449.5701 | 8445.1897 | 8471.4723 |  | NJ | 74454.7405 | 74569.2539 | 74643.2844 | 74666.6893 | 74979.4079 | 75621.4938 | 76517.0298 | 77391.9367 | 78098.1142 | 79046.4388 | NJ | 74454.7405 | 74569.2539 | 74643.2844 | 74666.6893 | 74979.4079 | 75621.4938 | 76517.0298 | 77391.9367 | 78098.1142 | 79046.4388
PS | 42158.4502 | 42288.0625 | 42341.8703 | 42442.617 | 42628.3139 | 43048.5878 | 43587.9056 | 44077.1608 | 44454.0359 | 45039.6708 |  | APS | PA | 0.44 | 21492.5267 | 21534.8435 | 21588.0117 | 21648.1172 | 21624.8589 | 21734.2171 | 21828.795 | 21869.4756 | 21858.1381 | 21926.1637 |  | OH | 153387.6933 | 153998.4128 | 154193.3554 | 154401.7168 | 154331.9016 | 154861.0942 | 155660.9674 | 155932.6476 | 155950.7797 | 156132.884 | OH | 153387.6933 | 153998.4128 | 154193.3554 | 154401.7168 | 154331.9016 | 154861.0942 | 155660.9674 | 155932.6476 | 155950.7797 | 156132.884
RECO | 1392.4761 | 1387.1482 | 1381.577 | 1372.7815 | 1372.4436 | 1380.3691 | 1392.9185 | 1404.6325 | 1413.9987 | 1424.5398 |  | APS | VA | 0.07 | 3419.2656 | 3425.9978 | 3434.4564 | 3444.0187 | 3440.3185 | 3457.7163 | 3472.7628 | 3479.2348 | 3477.4311 | 3488.2533 |  | PA | 150500.0238 | 150589.4629 | 150544.4296 | 150482.2356 | 150332.2176 | 150940.5915 | 151559.6111 | 151864.6386 | 152022.7476 | 152423.9026 | PA | 150500.0238 | 150589.4629 | 150544.4296 | 150482.2356 | 150332.2176 | 150940.5915 | 151559.6111 | 151864.6386 | 152022.7476 | 152423.9026
UGI | 990.8323 | 984.2792 | 978.9195 | 974.9703 | 970.0614 | 968.1403 | 968.4176 | 966.1946 | 965.0103 | 964.309 |  | APS | WV | 0.32 | 15630.9285 | 15661.7043 | 15700.3721 | 15744.0853 | 15727.1701 | 15806.7033 | 15875.4873 | 15905.0732 | 15896.8277 | 15946.3009 |  | TN | 2536.2392 | 2538.0149 | 2537.1706 | 2547.4286 | 2545.5322 | 2550.49 | 2565.8484 | 2573.0794 | 2567.4065 | 2579.8741 | TN | 2536.2392 | 2538.0149 | 2537.1706 | 2547.4286 | 2545.5322 | 2550.49 | 2565.8484 | 2573.0794 | 2567.4065 | 2579.8741
AEP | 126811.9604 | 126900.7431 | 126858.5299 | 127371.4281 | 127276.6112 | 127524.5007 | 128292.4189 | 128653.971 | 128370.3252 | 128993.7057 |  | ATSI | OH | 0.92 | 58743.0805 | 59184.8752 | 59442.9664 | 59329.3888 | 59326.8378 | 59589.0048 | 59824.1134 | 59787.0302 | 60026.4351 | 59850.2399 |  | VA | 98831.698 | 108079.5968 | 118468.7905 | 129812.4577 | 140819.7619 | 145833.0856 | 150259.2258 | 154940.6787 | 158940.3277 | 163523.1466 | VA | 98831.698 | 108079.5968 | 118468.7905 | 129812.4577 | 140819.7619 | 145833.0856 | 150259.2258 | 154940.6787 | 158940.3277 | 163523.1466
APS | 48846.6516 | 48942.826 | 49063.6629 | 49200.2665 | 49147.4067 | 49395.9479 | 49610.8977 | 49703.3537 | 49677.5865 | 49832.1902 |  | ATSI | PA | 0.08 | 5108.094 | 5146.5109 | 5168.9536 | 5159.0773 | 5158.8555 | 5181.6526 | 5202.0968 | 5198.8722 | 5219.69 | 5204.3687 |  | WV | 33384.603 | 33427.8084 | 33460.5663 | 33576.0852 | 33545.8957 | 33660.1334 | 33836.4259 | 33916.6291 | 33868.6732 | 34005.4197 | WV | 33384.603 | 33427.8084 | 33460.5663 | 33576.0852 | 33545.8957 | 33660.1334 | 33836.4259 | 33916.6291 | 33868.6732 | 34005.4197
ATSI | 63851.1744 | 64331.3861 | 64611.92 | 64488.4661 | 64485.6933 | 64770.6574 | 65026.2103 | 64985.9024 | 65246.1251 | 65054.6086 |  | BGE | MD | 1 | 30453.4896 | 30628.5443 | 30723.9278 | 30838.2179 | 30898.418 | 31101.0053 | 31440.4418 | 31745.743 | 31907.0516 | 32139.3347 |  | Grand Total | 748039.9256 | 758577.3128 | 769661.0008 | 782542.2758 | 793962.5878 | 801717.9403 | 809891.5468 | 817611.7009 | 822846.6774 | 830814.6284 | VA-AEP | 19021.7941 | 19035.1115 | 19028.7795 | 19105.7142 | 19091.4917 | 19128.6751 | 19243.8628 | 19298.0957 | 19255.5488 | 19349.0559
COMED | 96861.9319 | 96240.8647 | 95809.6532 | 95987.1204 | 95779.9547 | 95916.9211 | 95905.0647 | 96379.8559 | 96535.7749 | 97396.9332 |  | COMED | IL | 1 | 96861.9319 | 96240.8647 | 95809.6532 | 95987.1204 | 95779.9547 | 95916.9211 | 95905.0647 | 96379.8559 | 96535.7749 | 97396.9332 | [12 empty] | VA-DOM | 75837.6845 | 85063.651 | 95448.5282 | 106704.2137 | 117728.3047 | 122685.3398 | 126977.1893 | 131593.078 | 135635.5827 | 140113.3482
DAY | 17081.7692 | 17061.4458 | 16972.1608 | 16986.735 | 16946.1867 | 16985.3955 | 17067.9344 | 17104.4518 | 17048.4924 | 17077.2592 |  | DAY | OH | 1 | 17081.7692 | 17061.4458 | 16972.1608 | 16986.735 | 16946.1867 | 16985.3955 | 17067.9344 | 17104.4518 | 17048.4924 | 17077.2592 | [12 empty] | RTO | 748039.9256 | 758577.3128 | 769661.0008 | 782542.2758 | 793962.5878 | 801717.9403 | 809891.5468 | 817611.7009 | 822846.6774 | 830814.6284
DEOK | 27189.1059 | 27371.1199 | 27424.479 | 27529.0798 | 27546.0139 | 27692.0672 | 27875.225 | 28015.9221 | 27963.6984 | 28037.7695 |  | DEOK | KY | 0.17 | 4622.148 | 4653.0904 | 4662.1614 | 4679.9436 | 4682.8224 | 4707.6514 | 4738.7882 | 4762.7068 | 4753.8287 | 4766.4208
DLCO | 13647.3649 | 13744.6652 | 13767.7965 | 13826.5238 | 13848.6958 | 13937.5504 | 14010.4992 | 14042.8323 | 14028.9661 | 14061.1775 |  | DEOK | OH | 0.83 | 22566.9579 | 22718.0295 | 22762.3176 | 22849.1363 | 22863.1916 | 22984.4158 | 23136.4367 | 23253.2153 | 23209.8697 | 23271.3487
EKPC | 10744.0827 | 10861.7223 | 10933.6947 | 11004.5903 | 11082.2019 | 11129.7643 | 11178.2252 | 11224.5728 | 11222.9044 | 11239.3998 |  | DLCO | PA | 1 | 13647.3649 | 13744.6652 | 13767.7965 | 13826.5238 | 13848.6958 | 13937.5504 | 14010.4992 | 14042.8323 | 14028.9661 | 14061.1775
OVEC | 466.7427 | 466.7427 | 466.7427 | 466.7427 | 466.7427 | 466.7427 | 466.7427 | 466.7427 | 466.7427 | 466.7427 |  | DOM | NC | 0.05 | 3991.4571 | 4477.0343 | 5023.6067 | 5616.0112 | 6196.2266 | 6457.1231 | 6683.01 | 6925.9515 | 7138.7149 | 7374.3867
DOM | 79829.1415 | 89540.6853 | 100472.135 | 112320.2249 | 123924.5312 | 129142.4629 | 133660.1993 | 138519.0295 | 142774.2975 | 147487.735 |  | DOM | VA | 0.95 | 75837.6845 | 85063.651 | 95448.5282 | 106704.2137 | 117728.3047 | 122685.3398 | 126977.1893 | 131593.078 | 135635.5827 | 140113.3482
RTO | 746771.806 | 757308.3054 | 768392.4155 | 781268.5615 | 792689.8217 | 800442.6953 | 808608.6226 | 816325.1612 | 821562.9741 | 829524.6913 |  | DPL | DE | 0.61 | 11243.3961 | 11281.6749 | 11326.2038 | 11356.393 | 11379.4904 | 11414.2049 | 11496.6873 | 11595.4958 | 11625.8926 | 11640.6133
[12 empty] | DPL | MD | 0.36 | 6635.4469 | 6658.0377 | 6684.317 | 6702.1336 | 6715.7648 | 6736.2521 | 6784.9302 | 6843.2434 | 6861.1825 | 6869.8701
[12 empty] | DPL | VA | 0.03 | 552.9539 | 554.8365 | 557.0264 | 558.5111 | 559.6471 | 561.3543 | 565.4108 | 570.2703 | 571.7652 | 572.4892
[12 empty] | EKPC | KY | 1 | 10744.0827 | 10861.7223 | 10933.6947 | 11004.5903 | 11082.2019 | 11129.7643 | 11178.2252 | 11224.5728 | 11222.9044 | 11239.3998
[12 empty] | JCPL | NJ | 1 | 21278.7387 | 21256.3387 | 21248.3132 | 21192.3348 | 21289.3262 | 21447.4429 | 21697.1855 | 21944.9226 | 22161.6902 | 22412.5281
[12 empty] | METED | PA | 1 | 15003.9739 | 14994.5251 | 14955.4825 | 14956.0791 | 14955.8754 | 15047.462 | 15166.5977 | 15227.7594 | 15250.9811 | 15310.7005
[12 empty] | OVEC | OH | 1 | 466.7427 | 466.7427 | 466.7427 | 466.7427 | 466.7427 | 466.7427 | 466.7427 | 466.7427 | 466.7427 | 466.7427
[12 empty] | PECO | PA | 1 | 38922.9573 | 38962.2874 | 38928.421 | 38830.8122 | 38773.2765 | 38849.9018 | 38885.6709 | 38915.1846 | 39010.3985 | 39085.1047
[12 empty] | PENLC | PA | 1 | 16683.4703 | 16635.1148 | 16563.6189 | 16488.0603 | 16442.2644 | 16479.1225 | 16541.3401 | 16555.9151 | 16567.8765 | 16567.241
[12 empty] | PEPCO | DC | 0.3 | 8354.9447 | 8397.0941 | 8417.164 | 8435.0765 | 8385.9744 | 8387.761 | 8457.7456 | 8498.5137 | 8474.4304 | 8512.8693
[12 empty] | PEPCO | MD | 0.7 | 19494.8709 | 19593.2196 | 19640.0494 | 19681.8452 | 19567.2736 | 19571.4423 | 19734.7397 | 19829.8654 | 19773.671 | 19863.3617
[12 empty] | PL | PA | 1 | 38650.8046 | 38587.2368 | 38593.2259 | 38598.5953 | 38558.3296 | 38742.5449 | 38956.1938 | 39088.4048 | 39121.6869 | 39304.8375
[12 empty] | PS | NJ | 1 | 42158.4502 | 42288.0625 | 42341.8703 | 42442.617 | 42628.3139 | 43048.5878 | 43587.9056 | 44077.1608 | 44454.0359 | 45039.6708
[12 empty] | RECO | NJ | 1 | 1392.4761 | 1387.1482 | 1381.577 | 1372.7815 | 1372.4436 | 1380.3691 | 1392.9185 | 1404.6325 | 1413.9987 | 1424.5398
[12 empty] | UGI | PA | 1 | 990.8323 | 984.2792 | 978.9195 | 974.9703 | 970.0614 | 968.1403 | 968.4176 | 966.1946 | 965.0103 | 964.309
[12 empty] | SUM |  |  | 748039.9256 | 758577.3128 | 769661.0008 | 782542.2758 | 793962.5878 | 801717.9403 | 809891.5468 | 817611.7009 | 822846.6774 | 830814.6284
[15 empty] | 1.0017 | 1.0017 | 1.0017 | 1.0016 | 1.0016 | 1.0016 | 1.0016 | 1.0016 | 1.0016 | 1.0016
Net Peak Load (MW) | [11 empty] | Move UGI into PL and OVEC into AEP | [12 empty] | Map to Plexos zone names
zone | 2022 | 2023 | 2024 | 2025 | 2026 | 2027 | 2028 | 2029 | 2030 | 2031 |  | zone | 2022 | 2023 | 2024 | 2025 | 2026 | 2027 | 2028 | 2029 | 2030 | 2031 |  |  |  | 2022 | 2023 | 2024 | 2025 | 2026 | 2027 | 2028 | 2029 | 2030 | 2031
AE | 2599.2554 | 2608.8951 | 2616.2167 | 2623.3836 | 2635.0655 | 2651.0982 | 2671.7964 | 2697.7186 | 2730.3394 | 2766.3954 |  | AE | 2599.2554 | 2608.8951 | 2616.2167 | 2623.3836 | 2635.0655 | 2651.0982 | 2671.7964 | 2697.7186 | 2730.3394 | 2766.3954 |  |  | PJM_AtlanticElec | 2599.2554 | 2608.8951 | 2616.2167 | 2623.3836 | 2635.0655 | 2651.0982 | 2671.7964 | 2697.7186 | 2730.3394 | 2766.3954
BGE | 6490.7934 | 6464.7332 | 6436.336 | 6487.6326 | 6497.2208 | 6508.1678 | 6615.6058 | 6528.3179 | 6593.9736 | 6715.5461 |  | BGE | 6490.7934 | 6464.7332 | 6436.336 | 6487.6326 | 6497.2208 | 6508.1678 | 6615.6058 | 6528.3179 | 6593.9736 | 6715.5461 |  |  | PJM_BaltimoreGE | 6490.7934 | 6464.7332 | 6436.336 | 6487.6326 | 6497.2208 | 6508.1678 | 6615.6058 | 6528.3179 | 6593.9736 | 6715.5461
DPL | 4156.8056 | 4169.355 | 4185.8892 | 4200.9921 | 4218.0328 | 4237.6777 | 4256.3016 | 4268.0938 | 4288.558 | 4287.4227 |  | DPL | 4156.8056 | 4169.355 | 4185.8892 | 4200.9921 | 4218.0328 | 4237.6777 | 4256.3016 | 4268.0938 | 4288.558 | 4287.4227 |  |  | PJM_DelmarvaPL | 4156.8056 | 4169.355 | 4185.8892 | 4200.9921 | 4218.0328 | 4237.6777 | 4256.3016 | 4268.0938 | 4288.558 | 4287.4227
JCPL | 5834.9098 | 5799.5812 | 5775.0059 | 5757.3067 | 5751.528 | 5758.2512 | 5781.4979 | 5819.3909 | 5858.4174 | 5933.2274 |  | JCPL | 5834.9098 | 5799.5812 | 5775.0059 | 5757.3067 | 5751.528 | 5758.2512 | 5781.4979 | 5819.3909 | 5858.4174 | 5933.2274 |  |  | PJM_JerseyCntrlPL | 5834.9098 | 5799.5812 | 5775.0059 | 5757.3067 | 5751.528 | 5758.2512 | 5781.4979 | 5819.3909 | 5858.4174 | 5933.2274
METED | 2938.2529 | 2938.9764 | 2942.9755 | 2949.4758 | 2958.6583 | 2971.3578 | 2986.6949 | 2986.2072 | 3019.3553 | 3037.1525 |  | METED | 2938.2529 | 2938.9764 | 2942.9755 | 2949.4758 | 2958.6583 | 2971.3578 | 2986.6949 | 2986.2072 | 3019.3553 | 3037.1525 |  |  | PJM_MetEd | 2938.2529 | 2938.9764 | 2942.9755 | 2949.4758 | 2958.6583 | 2971.3578 | 2986.6949 | 2986.2072 | 3019.3553 | 3037.1525
PECO | 8519.8435 | 8528.9739 | 8551.0681 | 8541.333 | 8536.2234 | 8542.4017 | 8526.4696 | 8541.6872 | 8584.5645 | 8602.6425 |  | PECO | 8519.8435 | 8528.9739 | 8551.0681 | 8541.333 | 8536.2234 | 8542.4017 | 8526.4696 | 8541.6872 | 8584.5645 | 8602.6425 |  |  | PJM_PhiladelphiaElec | 8519.8435 | 8528.9739 | 8551.0681 | 8541.333 | 8536.2234 | 8542.4017 | 8526.4696 | 8541.6872 | 8584.5645 | 8602.6425
PENLC | 2850.2013 | 2843.6999 | 2846.8358 | 2844.5796 | 2845.1087 | 2849.0738 | 2852.5878 | 2860.9631 | 2875.7018 | 2885.1659 |  | PENLC | 2850.2013 | 2843.6999 | 2846.8358 | 2844.5796 | 2845.1087 | 2849.0738 | 2852.5878 | 2860.9631 | 2875.7018 | 2885.1659 |  |  | PJM_PennElec | 2850.2013 | 2843.6999 | 2846.8358 | 2844.5796 | 2845.1087 | 2849.0738 | 2852.5878 | 2860.9631 | 2875.7018 | 2885.1659
PEPCO | 6153.3828 | 6154.6661 | 6117.5528 | 6150.8336 | 6143.3834 | 6144.4309 | 6146.1484 | 6098.4896 | 6115.9849 | 6173.8403 |  | PEPCO | 6153.3828 | 6154.6661 | 6117.5528 | 6150.8336 | 6143.3834 | 6144.4309 | 6146.1484 | 6098.4896 | 6115.9849 | 6173.8403 |  |  | PJM_PotomacElec | 6153.3828 | 6154.6661 | 6117.5528 | 6150.8336 | 6143.3834 | 6144.4309 | 6146.1484 | 6098.4896 | 6115.9849 | 6173.8403
PL | 6972.8269 | 6961.5554 | 7002.7997 | 7008.796 | 7020.3726 | 7022.424 | 7033.6992 | 7075.1723 | 7120.8436 | 7148.2827 |  | PL | 7163.1246 | 7150.9938 | 7193.5527 | 7198.8226 | 7207.6796 | 7209.3108 | 7220.6795 | 7261.8231 | 7309.5802 | 7337.0697 |  |  | PJM_PennPL_UGI | 7163.1246 | 7150.9938 | 7193.5527 | 7198.8226 | 7207.6796 | 7209.3108 | 7220.6795 | 7261.8231 | 7309.5802 | 7337.0697
PS | 9810.2402 | 9818.0034 | 9858.4865 | 9896.1645 | 9944.4145 | 10004.0618 | 10078.4943 | 10163.1649 | 10249.8365 | 10344.8425 |  | PS | 9810.2402 | 9818.0034 | 9858.4865 | 9896.1645 | 9944.4145 | 10004.0618 | 10078.4943 | 10163.1649 | 10249.8365 | 10344.8425 |  |  | PJM_PublicServiceEG | 9810.2402 | 9818.0034 | 9858.4865 | 9896.1645 | 9944.4145 | 10004.0618 | 10078.4943 | 10163.1649 | 10249.8365 | 10344.8425
RECO | 378.172 | 376.0403 | 377.3535 | 375.7444 | 371.5592 | 371.1317 | 371.507 | 375.2719 | 375.9178 | 379.3545 |  | RECO | 378.172 | 376.0403 | 377.3535 | 375.7444 | 371.5592 | 371.1317 | 371.507 | 375.2719 | 375.9178 | 379.3545 |  |  | PJM_RocklandElec | 378.172 | 376.0403 | 377.3535 | 375.7444 | 371.5592 | 371.1317 | 371.507 | 375.2719 | 375.9178 | 379.3545
UGI | 190.2977 | 189.4384 | 190.7529 | 190.0266 | 187.3071 | 186.8869 | 186.9803 | 186.6509 | 188.7367 | 188.787 |  | AEP | 23224.1524 | 23094.1042 | 23323.8379 | 23365.5762 | 23373.7435 | 23408.3462 | 23270.6263 | 23232.081 | 23513.3106 | 23584.4266 |  |  | PJM_AEP | 23224.1524 | 23094.1042 | 23323.8379 | 23365.5762 | 23373.7435 | 23408.3462 | 23270.6263 | 23232.081 | 23513.3106 | 23584.4266
AEP | 23109.1524 | 22979.1042 | 23208.8379 | 23250.5762 | 23258.7435 | 23293.3462 | 23155.6263 | 23117.081 | 23398.3106 | 23469.4266 |  | APS | 9142.4701 | 9190.1167 | 9324.5441 | 9283.7455 | 9304.7473 | 9326.3944 | 9352.4059 | 9286.3526 | 9471.4047 | 9434.6671 |  |  | PJM_AlleghenyPower | 9142.4701 | 9190.1167 | 9324.5441 | 9283.7455 | 9304.7473 | 9326.3944 | 9352.4059 | 9286.3526 | 9471.4047 | 9434.6671
APS | 9142.4701 | 9190.1167 | 9324.5441 | 9283.7455 | 9304.7473 | 9326.3944 | 9352.4059 | 9286.3526 | 9471.4047 | 9434.6671 |  | ATSI | 13555.6806 | 13500.4103 | 13670.1458 | 13705.5318 | 13742.4693 | 13775.4465 | 13669.6188 | 13657.0778 | 13832.0186 | 13848.0225 |  |  | PJM_FirstEnergy_ATSI | 13555.6806 | 13500.4103 | 13670.1458 | 13705.5318 | 13742.4693 | 13775.4465 | 13669.6188 | 13657.0778 | 13832.0186 | 13848.0225
ATSI | 13555.6806 | 13500.4103 | 13670.1458 | 13705.5318 | 13742.4693 | 13775.4465 | 13669.6188 | 13657.0778 | 13832.0186 | 13848.0225 |  | COMED | 22124.9312 | 21318.1509 | 22118.2005 | 22019.0207 | 21734.1088 | 21777.0819 | 21303.9742 | 21850.2832 | 22389.1558 | 22499.3153 |  |  | PJM_ComEd | 22124.9312 | 21318.1509 | 22118.2005 | 22019.0207 | 21734.1088 | 21777.0819 | 21303.9742 | 21850.2832 | 22389.1558 | 22499.3153
COMED | 22124.9312 | 21318.1509 | 22118.2005 | 22019.0207 | 21734.1088 | 21777.0819 | 21303.9742 | 21850.2832 | 22389.1558 | 22499.3153 |  | DAY | 3426.1257 | 3422.7351 | 3430.887 | 3436.3536 | 3442.4137 | 3449.0501 | 3452.2495 | 3409.6427 | 3461.1622 | 3465.7994 |  |  | PJM_DaytonPL | 3426.1257 | 3422.7351 | 3430.887 | 3436.3536 | 3442.4137 | 3449.0501 | 3452.2495 | 3409.6427 | 3461.1622 | 3465.7994
DAY | 3426.1257 | 3422.7351 | 3430.887 | 3436.3536 | 3442.4137 | 3449.0501 | 3452.2495 | 3409.6427 | 3461.1622 | 3465.7994 |  | DEOK | 5470.2125 | 5501.2507 | 5513.6967 | 5595.7115 | 5620.8944 | 5618.6327 | 5626.0514 | 5591.931 | 5628.1191 | 5696.6689 |  |  | PJM_DukeOhioKentucky | 5470.2125 | 5501.2507 | 5513.6967 | 5595.7115 | 5620.8944 | 5618.6327 | 5626.0514 | 5591.931 | 5628.1191 | 5696.6689
DEOK | 5470.2125 | 5501.2507 | 5513.6967 | 5595.7115 | 5620.8944 | 5618.6327 | 5626.0514 | 5591.931 | 5628.1191 | 5696.6689 |  | DLCO | 2919.5256 | 2941.7017 | 2973.9967 | 2974.2299 | 2989.5769 | 2999.9755 | 3006.2255 | 2994.1167 | 3033.1957 | 3022.7767 |  |  | PJM_DuqLight | 2919.5256 | 2941.7017 | 2973.9967 | 2974.2299 | 2989.5769 | 2999.9755 | 3006.2255 | 2994.1167 | 3033.1957 | 3022.7767
DLCO | 2919.5256 | 2941.7017 | 2973.9967 | 2974.2299 | 2989.5769 | 2999.9755 | 3006.2255 | 2994.1167 | 3033.1957 | 3022.7767 |  | EKPC | 2184.7655 | 2215.5154 | 2245.5154 | 2271.1204 | 2296.7139 | 2308.3098 | 2313.2214 | 2318.1403 | 2325.6959 | 2331.5503 |  |  | PJM_EKPC | 2184.7655 | 2215.5154 | 2245.5154 | 2271.1204 | 2296.7139 | 2308.3098 | 2313.2214 | 2318.1403 | 2325.6959 | 2331.5503
EKPC | 2184.7655 | 2215.5154 | 2245.5154 | 2271.1204 | 2296.7139 | 2308.3098 | 2313.2214 | 2318.1403 | 2325.6959 | 2331.5503 |  | DOM | 16030.9409 | 17386.1601 | 18896.4161 | 20581.2605 | 22423.4796 | 23092.3707 | 23841.8264 | 24519.0961 | 25339.3603 | 26115.1378 |  |  | PJM_Dominion_VP | 16030.9409 | 17386.1601 | 18896.4161 | 20581.2605 | 22423.4796 | 23092.3707 | 23841.8264 | 24519.0961 | 25339.3603 | 26115.1378
OVEC | 115 | 115 | 115 | 115 | 115 | 115 | 115 | 115 | 115 | 115 |  | RTO | 151205.8515 | 151767.0679 | 154790.6773 | 156799.0569 | 158788.5087 | 159987.3665 | 160480.7607 | 161928.5149 | 164631.6836 | 166206.1961 |  |  | RTO | 151205.8515 | 151767.0679 | 154790.6773 | 156799.0569 | 158788.5087 | 159987.3665 | 160480.7607 | 161928.5149 | 164631.6836 | 166206.1961
DOM | 16030.9409 | 17386.1601 | 18896.4161 | 20581.2605 | 22423.4796 | 23092.3707 | 23841.8264 | 24519.0961 | 25339.3603 | 26115.1378
RTO | 151205.8515 | 151767.0679 | 154790.6773 | 156799.0569 | 158788.5087 | 159987.3665 | 160480.7607 | 161928.5149 | 164631.6836 | 166206.1961
[9 empty] | AE | BGE | DPL | JCPL | METED | PECO | PENLC | PEPCO | PL | PS | RECO | UGI | AEP | APS | ATSI |  | COMED | DAYTON | DUKE | DQE | EKPC | OVEC | VEPCO | RTO
[8 empty] | 2022 | 10297.1664 | 31071.7356 | 18810.93 | 22260.1605 | 15115.6143 | 39084.5192 | 16709.5958 | 28502.2891 | 38890.6558 | 43675.9097 | 1429.0371 | 991.9988 | 127097.4129 | 49100.7852 | 64055.5482 |  | 97682.83 | 17148.3424 | 27247.7394 | 13687.3378 | 10759.0821 | 466.7427 | 81413.2504 | 755498.6836
[8 empty] | 2023 | 10343.8213 | 31329.6086 | 18903.2016 | 22316.4226 | 15115.9631 | 39149.7557 | 16672.237 | 28728.0239 | 38852.2955 | 43959.9171 | 1428.7782 | 986.1 | 127296.6129 | 49243.146 | 64606.7891 |  | 97321.0124 | 17147.9021 | 27458.0343 | 13793.7588 | 10878.0234 | 466.7427 | 91275.8817 | 767274.0281
[8 empty] | 2024 | 10410.0358 | 31492.9732 | 19004.9692 | 22383.8115 | 15085.3759 | 39138.3125 | 16610.307 | 28871.2251 | 38880.0816 | 44161.6784 | 1428.0273 | 981.3097 | 127333.6178 | 49402.7169 | 64936.9393 |  | 97122.2223 | 17072.3428 | 27531.2571 | 13824.852 | 10951.2152 | 466.7427 | 102308.0063 | 779398.0195
[8 empty] | 2025 | 10424.6031 | 31648.9477 | 19073.8217 | 22391.8979 | 15092.2101 | 39057.4236 | 16541.9733 | 28983.442 | 38901.6115 | 44388.3048 | 1423.3195 | 977.7907 | 127887.883 | 49566.938 | 64833.7172 |  | 97473.4729 | 17092.2121 | 27643.8934 | 13889.5775 | 11022.9637 | 466.7427 | 114207.314 | 792990.0604
[8 empty] | 2026 | 10476.346 | 31745.3553 | 19131.285 | 22540.3609 | 15097.6259 | 39014.9653 | 16502.7414 | 28855.2694 | 38875.9311 | 44675.5174 | 1426.2783 | 973.2719 | 127889.7781 | 49583.5086 | 64849.7181 |  | 97405.1462 | 17056.5928 | 27668.7341 | 13917.192 | 11102.3637 | 466.7427 | 125934.0894 | 805188.8136
[8 empty] | 2027 | 10549.7135 | 32003.1861 | 19212.4515 | 22741.698 | 15195.164 | 39107.4185 | 16546.4951 | 28903.0894 | 39075.5644 | 45181.2824 | 1436.9803 | 971.7597 | 128256.5642 | 49925.0261 | 65151.8429 |  | 97695.5732 | 17100.2385 | 27822.3228 | 14011.7692 | 11152.4959 | 466.7427 | 131297.7695 | 813805.1481
[8 empty] | 2028 | 10658.1382 | 32424.4191 | 19376.8434 | 23027.8564 | 15320.7845 | 39160.273 | 16616.1543 | 29193.6504 | 39305.9696 | 45792.9137 | 1451.877 | 972.4767 | 129154.1422 | 50246.1678 | 65423.8716 |  | 97849.6318 | 17186.9762 | 28013.1956 | 14090.8973 | 11204.8196 | 466.7427 | 135963.1642 | 822900.9653
[8 empty] | 2029 | 10796.764 | 32846.3425 | 19579.4506 | 23307.4709 | 15389.4662 | 39209.3682 | 16639.2366 | 29407.6957 | 39457.5391 | 46345.659 | 1465.6509 | 970.7542 | 129660.7489 | 50460.6971 | 65402.4429 |  | 98489.0726 | 17228.3329 | 28162.762 | 14130.3025 | 11255.6526 | 466.7427 | 141002.3834 | 831674.5355
[8 empty] | 2030 | 10917.4569 | 33127.9325 | 19707.0357 | 23567.6645 | 15421.034 | 39326.1392 | 16660.5569 | 29408.4577 | 39512.2637 | 46807.8971 | 1477.7424 | 970.1188 | 129519.5738 | 50558.8238 | 65682.9259 |  | 98826.9074 | 17177.5642 | 28119.9438 | 14124.2115 | 11258.5238 | 466.7427 | 145412.8696 | 838052.3859
[8 empty] | 2031 | 11038.2137 | 33521.3324 | 19861.4859 | 23866.3954 | 15488.762 | 39421.4695 | 16668.9181 | 29636.5213 | 39715.9828 | 47487.2193 | 1491.252 | 969.9434 | 130238.501 | 50813.0951 | 65507.8635 |  | 99869.7752 | 17210.438 | 28201.6715 | 14163.8675 | 11278.9888 | 466.7427 | 150245.9098 | 847164.3489
Note on A1: Bobbio, Emmanuele: PJM cannot share gross load data. Therefore, the gross load is equal to net load; or, equivalently, BTM solar is set equal to zero. As a result, all solar is utility scale in the model.

## states_RPS
state | year | tech_eligibility | geo_eligibility | annual_rps_indicated_by_states_% | rps_MW | applicable_portion_of_RPS | effective_rps_% | load_net_of_BTM | load_gross_of_BTM | solar_production | rps_gwh_net_of_btm | rps_%_net_of_btm | year | RTO_renewable_energy_net_of_btm
DE | 2022 | renewable_hydro | RTO | 22% |  | 1 | 22% | 11243.3961 | 11243.3961 | 0 | 2473.5471 | 22% | 2022 | 83497.7343
DE | 2023 | renewable_hydro | RTO | 23% |  | 1 | 23% | 11281.6749 | 11281.6749 | 0 | 2594.7852 | 23% | 2023 | 91632.4591
DE | 2024 | renewable_hydro | RTO | 24% |  | 1 | 24% | 11326.2038 | 11326.2038 | 0 | 2718.2889 | 24% | 2024 | 103733.404
DE | 2025 | renewable_hydro | RTO | 25% |  | 1 | 25% | 11356.393 | 11356.393 | 0 | 2839.0982 | 25% | 2025 | 119495.5327
DE | 2026 | renewable_hydro | RTO | 25.5% |  | 1 | 25.5% | 11379.4904 | 11379.4904 | 0 | 2901.7701 | 25.5% | 2026 | 133454.5144
DE | 2027 | renewable_hydro | RTO | 26% |  | 1 | 26% | 11414.2049 | 11414.2049 | 0 | 2967.6933 | 26% | 2027 | 147252.3222
DE | 2028 | renewable_hydro | RTO | 26.5% |  | 1 | 26.5% | 11496.6873 | 11496.6873 | 0 | 3046.6221 | 26.5% | 2028 | 160339.5501
DE | 2029 | renewable_hydro | RTO | 27% |  | 1 | 27% | 11595.4958 | 11595.4958 | 0 | 3130.7839 | 27% | 2029 | 175742.7968
DE | 2030 | renewable_hydro | RTO | 28% |  | 1 | 28% | 11625.8926 | 11625.8926 | 0 | 3255.2499 | 28% | 2030 | 189541.8457
DC | 2022 | renewable | RTO | 32.5% |  | 1 | 32.5% | 8354.9447 | 8354.9447 | 0 | 2715.357 | 32.5%
DC | 2023 | renewable | RTO | 38.75% |  | 1 | 38.75% | 8397.0941 | 8397.0941 | 0 | 3253.874 | 38.75%
DC | 2024 | renewable | RTO | 45% |  | 1 | 45% | 8417.164 | 8417.164 | 0 | 3787.7238 | 45%
DC | 2025 | renewable | RTO | 52% |  | 1 | 52% | 8435.0765 | 8435.0765 | 0 | 4386.2398 | 52%
DC | 2026 | renewable | RTO | 59% |  | 1 | 59% | 8385.9744 | 8385.9744 | 0 | 4947.7249 | 59%
DC | 2027 | renewable | RTO | 66% |  | 1 | 66% | 8387.761 | 8387.761 | 0 | 5535.9222 | 66%
DC | 2028 | renewable | RTO | 73% |  | 1 | 73% | 8457.7456 | 8457.7456 | 0 | 6174.1543 | 73%
DC | 2029 | renewable | RTO | 80% |  | 1 | 80% | 8498.5137 | 8498.5137 | 0 | 6798.811 | 80%
DC | 2030 | renewable | RTO | 87% |  | 1 | 87% | 8474.4304 | 8474.4304 | 0 | 7372.7545 | 87%
IL | 2022 | renewable_hydro | IL and neighbors | 20.5% |  | 0.85 | 17.42% | 96861.9319 | 96861.9319 | 0 | 16878.1916 | 17.42%
IL | 2023 | renewable_hydro | IL and neighbors | 22% |  | 0.85 | 18.7% | 96240.8647 | 96240.8647 | 0 | 17997.0417 | 18.7%
IL | 2024 | renewable_hydro | IL and neighbors | 23.5% |  | 0.85 | 19.97% | 95809.6532 | 95809.6532 | 0 | 19137.9782 | 19.97%
IL | 2025 | renewable_hydro | IL and neighbors | 25% |  | 0.85 | 21.25% | 95987.1204 | 95987.1204 | 0 | 20397.2631 | 21.25%
IL | 2026 | renewable_hydro | IL and neighbors | 28% |  | 0.85 | 23.8% | 95779.9547 | 95779.9547 | 0 | 22795.6292 | 23.8%
IL | 2027 | renewable_hydro | IL and neighbors | 31% |  | 0.85 | 26.35% | 95916.9211 | 95916.9211 | 0 | 25274.1087 | 26.35%
IL | 2028 | renewable_hydro | IL and neighbors | 34% |  | 0.85 | 28.9% | 95905.0647 | 95905.0647 | 0 | 27716.5637 | 28.9%
IL | 2029 | renewable_hydro | IL and neighbors | 37% |  | 0.85 | 31.45% | 96379.8559 | 96379.8559 | 0 | 30311.4647 | 31.45%
IL | 2030 | renewable_hydro | IL and neighbors | 40% |  | 0.85 | 34% | 96535.7749 | 96535.7749 | 0 | 32822.1635 | 34%
MD | 2022 | renewable_hydro | RTO | 30.1% |  | 1 | 30.1% | 64887.7381 | 64887.7381 | 0 | 19531.2092 | 30.1%
MD | 2023 | renewable_hydro | RTO | 31.9% |  | 1 | 31.9% | 65200.0819 | 65200.0819 | 0 | 20798.8261 | 31.9%
MD | 2024 | renewable_hydro | RTO | 33.7% |  | 1 | 33.7% | 65389.117 | 65389.117 | 0 | 22036.1324 | 33.7%
MD | 2025 | renewable_hydro | RTO | 35.5% |  | 1 | 35.5% | 65586.2419 | 65586.2419 | 0 | 23283.1159 | 35.5%
MD | 2026 | renewable_hydro | RTO | 38% |  | 1 | 38% | 65536.5155 | 65536.5155 | 0 | 24903.8759 | 38%
MD | 2027 | renewable_hydro | RTO | 41.5% |  | 1 | 41.5% | 65806.0108 | 65806.0108 | 0 | 27309.4945 | 41.5%
MD | 2028 | renewable_hydro | RTO | 43% |  | 1 | 43% | 66393.9643 | 66393.9643 | 0 | 28549.4046 | 43%
MD | 2029 | renewable_hydro | RTO | 47.5% |  | 1 | 47.5% | 66868.4219 | 66868.4219 | 0 | 31762.5004 | 47.5%
MD | 2030 | renewable_hydro | RTO | 50% |  | 1 | 50% | 66987.0948 | 66987.0948 | 0 | 33493.5474 | 50%
NJ | 2022 | renewable | RTO | 21% |  | 1 | 21% | 74454.7405 | 74454.7405 | 0 | 15635.4955 | 21%
NJ | 2023 | renewable | RTO | 22% |  | 1 | 22% | 74569.2539 | 74569.2539 | 0 | 16405.2359 | 22%
NJ | 2024 | renewable | RTO | 27% |  | 1 | 27% | 74643.2844 | 74643.2844 | 0 | 20153.6868 | 27%
NJ | 2025 | renewable | RTO | 35% |  | 1 | 35% | 74666.6893 | 74666.6893 | 0 | 26133.3413 | 35%
NJ | 2026 | renewable | RTO | 38% |  | 1 | 38% | 74979.4079 | 74979.4079 | 0 | 28492.175 | 38%
NJ | 2027 | renewable | RTO | 41% |  | 1 | 41% | 75621.4938 | 75621.4938 | 0 | 31004.8124 | 41%
NJ | 2028 | renewable | RTO | 44% |  | 1 | 44% | 76517.0298 | 76517.0298 | 0 | 33667.4931 | 44%
NJ | 2029 | renewable | RTO | 47% |  | 1 | 47% | 77391.9367 | 77391.9367 | 0 | 36374.2103 | 47%
NJ | 2030 | renewable | RTO | 50% |  | 1 | 50% | 78098.1142 | 78098.1142 | 0 | 39049.0571 | 50%
PA | 2022 | renewable | PA | 8% |  | 1 | 8% | 150500.0238 | 150500.0238 | 0 | 12040.0019 | 8%
PA | 2023 | renewable | PA | 8% |  | 1 | 8% | 150589.4629 | 150589.4629 | 0 | 12047.157 | 8%
PA | 2024 | renewable | PA | 8% |  | 1 | 8% | 150544.4296 | 150544.4296 | 0 | 12043.5544 | 8%
PA | 2025 | renewable | PA | 8% |  | 1 | 8% | 150482.2356 | 150482.2356 | 0 | 12038.5788 | 8%
PA | 2026 | renewable | PA | 8% |  | 1 | 8% | 150332.2176 | 150332.2176 | 0 | 12026.5774 | 8%
PA | 2027 | renewable | PA | 8% |  | 1 | 8% | 150940.5915 | 150940.5915 | 0 | 12075.2473 | 8%
PA | 2028 | renewable | PA | 8% |  | 1 | 8% | 151559.6111 | 151559.6111 | 0 | 12124.7689 | 8%
PA | 2029 | renewable | PA | 8% |  | 1 | 8% | 151864.6386 | 151864.6386 | 0 | 12149.1711 | 8%
PA | 2030 | renewable | PA | 8% |  | 1 | 8% | 152022.7476 | 152022.7476 | 0 | 12161.8198 | 8%
VA-DOM | 2022 | renewable_hydro | RTO | 17% |  | 1 | 17% | 75837.6845 | 75837.6845 | 0 | 12892.4064 | 17%
VA-DOM | 2023 | renewable_hydro | RTO | 20% |  | 1 | 20% | 85063.651 | 85063.651 | 0 | 17012.7302 | 20%
VA-DOM | 2024 | renewable_hydro | RTO | 23% |  | 1 | 23% | 95448.5282 | 95448.5282 | 0 | 21953.1615 | 23%
VA-DOM | 2025 | renewable_hydro | RTO25-VADOM75 | 26% |  | 1 | 26% | 106704.2137 | 106704.2137 | 0 | 27743.0956 | 26%
VA-DOM | 2026 | renewable_hydro | RTO25-VADOM75 | 29% |  | 1 | 29% | 117728.3047 | 117728.3047 | 0 | 34141.2084 | 29%
VA-DOM | 2027 | renewable_hydro | RTO25-VADOM75 | 32% |  | 1 | 32% | 122685.3398 | 122685.3398 | 0 | 39259.3087 | 32%
VA-DOM | 2028 | renewable_hydro | RTO25-VADOM75 | 35% |  | 1 | 35% | 126977.1893 | 126977.1893 | 0 | 44442.0163 | 35%
VA-DOM | 2029 | renewable_hydro | RTO25-VADOM75 | 38% |  | 1 | 38% | 131593.078 | 131593.078 | 0 | 50005.3696 | 38%
VA-DOM | 2030 | renewable_hydro | RTO25-VADOM75 | 41% |  | 1 | 41% | 135635.5827 | 135635.5827 | 0 | 55610.5889 | 41%
VA-AEP | 2022 | renewable_hydro | RTO | 7% |  | 1 | 7% | 19021.7941 | 19021.7941 | 0 | 1331.5256 | 7%
VA-AEP | 2023 | renewable_hydro | RTO | 8% |  | 1 | 8% | 19035.1115 | 19035.1115 | 0 | 1522.8089 | 8%
VA-AEP | 2024 | renewable_hydro | RTO | 10% |  | 1 | 10% | 19028.7795 | 19028.7795 | 0 | 1902.8779 | 10%
VA-AEP | 2025 | renewable_hydro | RTO | 14% |  | 1 | 14% | 19105.7142 | 19105.7142 | 0 | 2674.8 | 14%
VA-AEP | 2026 | renewable_hydro | RTO | 17% |  | 1 | 17% | 19091.4917 | 19091.4917 | 0 | 3245.5536 | 17%
VA-AEP | 2027 | renewable_hydro | RTO | 20% |  | 1 | 20% | 19128.6751 | 19128.6751 | 0 | 3825.735 | 20%
VA-AEP | 2028 | renewable_hydro | RTO | 24% |  | 1 | 24% | 19243.8628 | 19243.8628 | 0 | 4618.5271 | 24%
VA-AEP | 2029 | renewable_hydro | RTO | 27% |  | 1 | 27% | 19298.0957 | 19298.0957 | 0 | 5210.4858 | 27%
VA-AEP | 2030 | renewable_hydro | RTO | 30% |  | 1 | 30% | 19255.5488 | 19255.5488 | 0 | 5776.6646 | 30%
DE | 2022 | solar-carve-out | DE | 2.75% |  | 1 | 2.75% | 11243.3961 | 11243.3961 | 0 | 309.1934 | 2.75%
DE | 2023 | solar-carve-out | DE | 3% |  | 1 | 3% | 11281.6749 | 11281.6749 | 0 | 338.4502 | 3%
DE | 2024 | solar-carve-out | DE | 3.25% |  | 1 | 3.25% | 11326.2038 | 11326.2038 | 0 | 368.1016 | 3.25%
DE | 2025 | solar-carve-out | DE | 3.5% |  | 1 | 3.5% | 11356.393 | 11356.393 | 0 | 397.4738 | 3.5%
DE | 2026 | solar-carve-out | DE | 3.75% |  | 1 | 3.75% | 11379.4904 | 11379.4904 | 0 | 426.7309 | 3.75%
DE | 2027 | solar-carve-out | DE | 4% |  | 1 | 4% | 11414.2049 | 11414.2049 | 0 | 456.5682 | 4%
DE | 2028 | solar-carve-out | DE | 4.25% |  | 1 | 4.25% | 11496.6873 | 11496.6873 | 0 | 488.6092 | 4.25%
DE | 2029 | solar-carve-out | DE | 4.5% |  | 1 | 4.5% | 11595.4958 | 11595.4958 | 0 | 521.7973 | 4.5%
DE | 2030 | solar-carve-out | DE | 5% |  | 1 | 5% | 11625.8926 | 11625.8926 | 0 | 581.2946 | 5%
DC | 2022 | solar-carve-out | DC | 2.6% |  | 1 | 2.6% | 8354.9447 | 8354.9447 | 0 | 217.2286 | 2.6%
DC | 2023 | solar-carve-out | DC | 2.85% |  | 1 | 2.85% | 8397.0941 | 8397.0941 | 0 | 239.3172 | 2.85%
DC | 2024 | solar-carve-out | DC | 3.15% |  | 1 | 3.15% | 8417.164 | 8417.164 | 0 | 265.1407 | 3.15%
DC | 2025 | solar-carve-out | DC | 3.45% |  | 1 | 3.45% | 8435.0765 | 8435.0765 | 0 | 291.0101 | 3.45%
DC | 2026 | solar-carve-out | DC | 3.75% |  | 1 | 3.75% | 8385.9744 | 8385.9744 | 0 | 314.474 | 3.75%
DC | 2027 | solar-carve-out | DC | 4.1% |  | 1 | 4.1% | 8387.761 | 8387.761 | 0 | 343.8982 | 4.1%
DC | 2028 | solar-carve-out | DC | 4.5% |  | 1 | 4.5% | 8457.7456 | 8457.7456 | 0 | 380.5986 | 4.5%
DC | 2029 | solar-carve-out | DC | 4.75% |  | 1 | 4.75% | 8498.5137 | 8498.5137 | 0 | 403.6794 | 4.75%
DC | 2030 | solar-carve-out | DC | 5% |  | 1 | 5% | 8474.4304 | 8474.4304 | 0 | 423.7215 | 5%
IL | 2022 | solar-carve-out | IL |  |  | 1 | 9.584% | 96861.9319 | 96861.9319 | 0 | 9283.0054 | 9.584%
IL | 2023 | solar-carve-out | IL |  |  | 1 | 10.29% | 96240.8647 | 96240.8647 | 0 | 9898.3729 | 10.29%
IL | 2024 | solar-carve-out | IL |  |  | 1 | 10.99% | 95809.6532 | 95809.6532 | 0 | 10525.888 | 10.99%
IL | 2025 | solar-carve-out | IL |  |  | 1 | 11.69% | 95987.1204 | 95987.1204 | 0 | 11218.4947 | 11.69%
IL | 2026 | solar-carve-out | IL |  |  | 1 | 13.09% | 95779.9547 | 95779.9547 | 0 | 12537.5961 | 13.09%
IL | 2027 | solar-carve-out | IL |  |  | 1 | 14.49% | 95916.9211 | 95916.9211 | 0 | 13900.7598 | 14.49%
IL | 2028 | solar-carve-out | IL |  |  | 1 | 15.9% | 95905.0647 | 95905.0647 | 0 | 15244.11 | 15.9%
IL | 2029 | solar-carve-out | IL |  |  | 1 | 17.3% | 96379.8559 | 96379.8559 | 0 | 16671.3056 | 17.3%
IL | 2030 | solar-carve-out | IL |  |  | 1 | 18.7% | 96535.7749 | 96535.7749 | 0 | 18052.1899 | 18.7%
IL | 2022 | onshore_wind-carve-out | IL |  |  | 1 | 7.841% | 96861.9319 | 96861.9319 | 0 | 7595.1862 | 7.841%
IL | 2023 | onshore_wind-carve-out | IL |  |  | 1 | 8.415% | 96240.8647 | 96240.8647 | 0 | 8098.6688 | 8.415%
IL | 2024 | onshore_wind-carve-out | IL |  |  | 1 | 8.989% | 95809.6532 | 95809.6532 | 0 | 8612.0902 | 8.989%
IL | 2025 | onshore_wind-carve-out | IL |  |  | 1 | 9.562% | 95987.1204 | 95987.1204 | 0 | 9178.7684 | 9.562%
IL | 2026 | onshore_wind-carve-out | IL |  |  | 1 | 10.71% | 95779.9547 | 95779.9547 | 0 | 10258.0331 | 10.71%
IL | 2027 | onshore_wind-carve-out | IL |  |  | 1 | 11.86% | 95916.9211 | 95916.9211 | 0 | 11373.3489 | 11.86%
IL | 2028 | onshore_wind-carve-out | IL |  |  | 1 | 13% | 95905.0647 | 95905.0647 | 0 | 12472.4537 | 13%
IL | 2029 | onshore_wind-carve-out | IL |  |  | 1 | 14.15% | 96379.8559 | 96379.8559 | 0 | 13640.1591 | 14.15%
IL | 2030 | onshore_wind-carve-out | IL |  |  | 1 | 15.3% | 96535.7749 | 96535.7749 | 0 | 14769.9736 | 15.3%
MD | 2022 | solar-carve-out | MD | 5.5% |  | 1 | 5.5% | 64887.7381 | 64887.7381 | 0 | 3568.8256 | 5.5%
MD | 2023 | solar-carve-out | MD | 6% |  | 1 | 6% | 65200.0819 | 65200.0819 | 0 | 3912.0049 | 6%
MD | 2024 | solar-carve-out | MD | 6.5% |  | 1 | 6.5% | 65389.117 | 65389.117 | 0 | 4250.2926 | 6.5%
MD | 2025 | solar-carve-out | MD | 7% |  | 1 | 7% | 65586.2419 | 65586.2419 | 0 | 4591.0369 | 7%
MD | 2026 | solar-carve-out | MD | 8% |  | 1 | 8% | 65536.5155 | 65536.5155 | 0 | 5242.9212 | 8%
MD | 2027 | solar-carve-out | MD | 9.5% |  | 1 | 9.5% | 65806.0108 | 65806.0108 | 0 | 6251.571 | 9.5%
MD | 2028 | solar-carve-out | MD | 11% |  | 1 | 11% | 66393.9643 | 66393.9643 | 0 | 7303.3361 | 11%
MD | 2029 | solar-carve-out | MD | 12.5% |  | 1 | 12.5% | 66868.4219 | 66868.4219 | 0 | 8358.5527 | 12.5%
MD | 2030 | solar-carve-out | MD | 14.5% |  | 1 | 14.5% | 66987.0948 | 66987.0948 | 0 | 9713.1288 | 14.5%
NJ | 2022 | solar-carve-out | NJ | 5.1% |  | 1 | 5.1% | 74454.7405 | 74454.7405 | 0 | 3797.1918 | 5.1%
NJ | 2023 | solar-carve-out | NJ | 5.1% |  | 1 | 5.1% | 74569.2539 | 74569.2539 | 0 | 3803.0319 | 5.1%
NJ | 2024 | solar-carve-out | NJ | 4.9% |  | 1 | 4.9% | 74643.2844 | 74643.2844 | 0 | 3657.5209 | 4.9% |  |  | Resource Type | NJ | MD | VA | NC | PA | IL | MI | IN | DE | KY | OH | WV | Total | Source
NJ | 2025 | solar-carve-out | NJ | 4.8% |  | 1 | 4.8% | 74666.6893 | 74666.6893 | 0 | 3584.0011 | 4.8% |  |  | Off-Shore Wind | NJ: 42.18%; MD: 43.01%; VA: 41.61%; DE: 43.01% | 41.94% | Market Efficiency
NJ | 2026 | solar-carve-out | NJ | 4.5% |  | 1 | 4.5% | 74979.4079 | 74979.4079 | 0 | 3374.0734 | 4.5% |  |  | On-Shore Wind |  | 29.89% | 27.04% | 25.84% | 29.28% | 32.73% |  | 33.16% |  |  | 33.99% | 27.83% | 31.09% | Market Efficiency
NJ | 2027 | solar-carve-out | NJ | 4.35% |  | 1 | 4.35% | 75621.4938 | 75621.4938 | 0 | 3289.535 | 4.35% |  |  | BTM Solar | 15% | 15% | 15% | 15% | 15% | 15% | 15% | 15% | 15% | 15% | 15% | 15% | 15% | PJM
NJ | 2028 | solar-carve-out | NJ | 3.74% |  | 1 | 3.74% | 76517.0298 | 76517.0298 | 0 | 2861.7369 | 3.74% |  |  | Non-BTM Solar PV | 17.53% | 19.73% | 20.43% | 21.23% | 19.61% | 22.78% | 19.15% | 19.11% | 20.9% | 19.87% | 18.77% | 19.62% | 19.35% | Market Efficiency
NJ | 2029 | solar-carve-out | NJ | 3.07% |  | 1 | 3.07% | 77391.9367 | 77391.9367 | 0 | 2375.9325 | 3.07% |  |  | Storage (Battery) | [12 empty] | 5% | EIA | bar: NJ to WV
NJ | 2030 | solar-carve-out | NJ | 2.21% |  | 1 | 2.21% | 78098.1142 | 78098.1142 | 0 | 1725.9683 | 2.21%
VA-DOM | 2022 | solar-onshore_wind-carve-out | VA-DOM |  | 0 | 1 | 0% | 75837.6845 | 75837.6845 | 0 | 0 | 0%
VA-DOM | 2023 | solar-onshore_wind-carve-out | VA-DOM |  | 3000 | 1 | 0% | 85063.651 | 85063.651 | 0 | 5256 | 6.179%
VA-DOM | 2024 | solar-onshore_wind-carve-out | VA-DOM |  | 3000 | 1 | 0% | 95448.5282 | 95448.5282 | 0 | 5256 | 5.507%
VA-DOM | 2025 | solar-onshore_wind-carve-out | VA-DOM |  | 3000 | 1 | 12.75% | 106704.2137 | 106704.2137 | 0 | 13604.7872 | 12.75%
VA-DOM | 2026 | solar-onshore_wind-carve-out | VA-DOM |  | 3000 | 1 | 15% | 117728.3047 | 117728.3047 | 0 | 17659.2457 | 15%
VA-DOM | 2027 | solar-onshore_wind-carve-out | VA-DOM |  | 6000 | 1 | 17.25% | 122685.3398 | 122685.3398 | 0 | 21163.2211 | 17.25%
VA-DOM | 2028 | solar-onshore_wind-carve-out | VA-DOM |  | 6000 | 1 | 19.5% | 126977.1893 | 126977.1893 | 0 | 24760.5519 | 19.5%
VA-DOM | 2029 | solar-onshore_wind-carve-out | VA-DOM |  | 6000 | 1 | 21.75% | 131593.078 | 131593.078 | 0 | 28621.4945 | 21.75%
VA-DOM | 2030 | solar-onshore_wind-carve-out | VA-DOM |  | 10000 | 1 | 24% | 135635.5827 | 135635.5827 | 0 | 32552.5398 | 24%
VA-AEP | 2022 | solar-onshore_wind-carve-out | VA-AEP |  | 0 | 1 | 0% | 19021.7941 | 19021.7941 | 0 | 0 | 0%
VA-AEP | 2023 | solar-onshore_wind-carve-out | VA-AEP |  | 200 | 1 | 0% | 19035.1115 | 19035.1115 | 0 | 350.4 | 1.841%
VA-AEP | 2024 | solar-onshore_wind-carve-out | VA-AEP |  | 200 | 1 | 0% | 19028.7795 | 19028.7795 | 0 | 350.4 | 1.841%
VA-AEP | 2025 | solar-onshore_wind-carve-out | VA-AEP |  | 200 | 1 | 0% | 19105.7142 | 19105.7142 | 0 | 350.4 | 1.834%
VA-AEP | 2026 | solar-onshore_wind-carve-out | VA-AEP |  | 200 | 1 | 0% | 19091.4917 | 19091.4917 | 0 | 350.4 | 1.835%
VA-AEP | 2027 | solar-onshore_wind-carve-out | VA-AEP |  | 400 | 1 | 0% | 19128.6751 | 19128.6751 | 0 | 700.8 | 3.664%
VA-AEP | 2028 | solar-onshore_wind-carve-out | VA-AEP |  | 400 | 1 | 0% | 19243.8628 | 19243.8628 | 0 | 700.8 | 3.642%
VA-AEP | 2029 | solar-onshore_wind-carve-out | VA-AEP |  | 400 | 1 | 0% | 19298.0957 | 19298.0957 | 0 | 700.8 | 3.631%
VA-AEP | 2030 | solar-onshore_wind-carve-out | VA-AEP |  | 600 | 1 | 0% | 19255.5488 | 19255.5488 | 0 | 1051.2 | 5.459%
Note on M1: Bobbio, Emmanuele: These are the numbers used in the model--see tabs RPS-StatusQuo-2A-2B-3 and RPS-2C
Note on S1: Bobbio, Emmanuele: These are the numbers used in the model--see tabs RPS-StatusQuo-2A-2B-3 and RPS-2C
Note on G20: Bobbio, Emmanuele: only 85% of RPS applies to IL consumers
Note on C74: Bobbio, Emmanuele: States' carve-outs here and below
Note on L74: Bobbio, Emmanuele: Assume that BTM solar counts towards the solar in state target
Note on H92: Bobbio, Emmanuele: IL state RPS is 55% solar and 45% onshore wind
Note on H128: Bobbio, Emmanuele: Starting in 2025, 75% of Dominion RPS must be from Dominion
Note on L128: Bobbio, Emmanuele: VA has a carve out expressed in MW instead of %. The carve out is for onshore OR solar. We approximate this carve out using a CF of 20% which is an intermediate value between onshore wind and solar. In addition 75% of Dominion RPS should be from Dominion. For Dominion, we use the max of these two targets.

## 2022_generation_stock
Initial representative generation |  | Pivots by zone and state
representantive_unit_id_tech_zone_state | icap | Zone | CC | CT | DR | IC | Ignore | Nuclear | Onshore_wind | Run_of_river | Solar | Steam_coal | Steam_gas | Grand Total
Solar_PJM_PotomacElec_DC | 8.4 | N/A | 61.85 |  | 7823 |  |  |  | 39 |  |  |  |  | 7923.85
CT_PJM_PotomacElec_DC | 6.2 | PJM_AEP | 8158.4 | 3935.9 |  | 39.4 |  | 2253.1 | 2803 | 978.5 | 66.5 | 15893.3 | 795.8 | 34923.9
CC_PJM_PotomacElec_DC | 23 | PJM_AlleghenyPower | 2055.5 | 1341.5 |  | 13.8 |  |  | 1188.9 | 129.9 | 125.8 | 5204.7 |  | 10060.1
Solar_PJM_DelmarvaPL_DE | 34.5 | PJM_AtlanticElec | 1362.7 | 627.6 |  | 27.3 | 11.6 |  | 7.5 |  | 77.8 | 484.3 |  | 2598.8
CT_PJM_DelmarvaPL_DE | 305.6 | PJM_BaltimoreGE | 80 | 359.6 |  | 228.8 | 5.4 | 1769.7 |  |  | 52.9 | 2038.7 | 136.8 | 4671.9
CC_PJM_DelmarvaPL_DE | 1507.4 | PJM_ComEd | 2680.5 | 7820.6 |  | 462.3 |  | 10655.6 | 3768.7 | 27 | 38.6 | 5185.2 | 28.2 | 30666.7
IC_PJM_DelmarvaPL_DE | 113.1 | PJM_DaytonPL |  | 1502.4 |  | 104.7 |  |  | 323.7 |  | 29.3 | 0.9 |  | 1961
Steam_coal_PJM_DelmarvaPL_DE | 481.9 | PJM_DelmarvaPL | 2621 | 1061 |  | 610.4 | 25.9 |  | 1.6 |  | 260.5 | 635.7 | 813 | 6029.1
Onshore_wind_PJM_DelmarvaPL_DE | 1.6 | PJM_Dominion_VP | 9547.4 | 4560.8 |  | 504.8 |  | 3704.7 | 208 | 598.4 | 1080.7 | 5211.3 | 3.1 | 25419.2
Steam_gas_PJM_DelmarvaPL_DE | 813 | PJM_DukeOhioKentucky | 536.5 | 856.3 |  | 149.1 |  |  |  | 114 | 9.7 | 2967 | 114.7 | 4747.3
Ignore_PJM_DelmarvaPL_DE | 25.9 | PJM_DuqLight | 542.2 |  |  | 16.1 |  |  |  | 5.4 | 1.1 | 565 |  | 1129.8
Solar_PJM_ComEd_IL | 38.6 | PJM_EKPC |  | 1012.7 |  | 11.9 |  |  |  | 138.5 | 9.2 | 1689.6 |  | 2861.9
CT_PJM_ComEd_IL | 7820.6 | PJM_FirstEnergy_ATSI | 4710.9 | 1937.3 |  | 283.6 |  | 2177.5 | 14.4 | 4.5 | 55.1 | 2324.1 | 341.5 | 11848.9
IC_PJM_ComEd_IL | 462.3 | PJM_JerseyCntrlPL | 1880.1 | 958.7 |  | 10 |  |  |  |  | 271.2 |  |  | 3120
Run_of_river_PJM_ComEd_IL | 27 | PJM_MetEd | 2743.5 | 18.4 |  | 513.5 |  |  | 80 | 0 | 23.1 | 137.2 | 3.4 | 3519.1
CC_PJM_ComEd_IL | 2680.5 | PJM_PennElec | 3688 | 439 |  | 98.4 |  |  | 973.3 | 78.3 | 4.5 | 5951.5 | 595.2 | 11828.2
Steam_coal_PJM_ComEd_IL | 5185.2 | PJM_PennPL_UGI | 6454.6 | 357.2 |  | 318.7 |  | 2625.2 | 288.7 | 709.4 | 17.7 | 1893.7 | 3183.2 | 15848.4
Onshore_wind_PJM_ComEd_IL | 3768.7 | PJM_PhiladelphiaElec | 2823.3 | 68 |  | 1079.6 |  | 4964.5 |  | 572 | 7.4 | 103 | 760 | 10377.8
Steam_gas_PJM_ComEd_IL | 28.2 | PJM_PotomacElec | 1771.9 | 1004.8 |  | 380.9 |  |  |  |  | 50.8 | 2487 | 1182.2 | 6877.6
Nuclear_PJM_ComEd_IL | 10655.6 | PJM_PublicServiceEG | 4378.3 | 1091 |  | 54.8 |  | 3472.6 | 0.3 | 5.1 | 403.2 | 179.4 | 0 | 9584.7
Solar_PJM_AEP_IN | 52.8 | PJM_RocklandElec |  | 2 | [6 empty] | 27 |  |  | 29
CT_PJM_AEP_IN | 520 | Grand Total | 56096.65 | 28954.8 | 7823 | 4908.1 | 42.9 | 31622.9 | 9697.1 | 3361 | 2612.1 | 52951.6 | 7957.1 | 206027.25
IC_PJM_AEP_IN | 3.7
Run_of_river_PJM_AEP_IN | 11
CC_PJM_AEP_IN | 1874.1 | State | CC | CT | DR | IC | Ignore | Nuclear | Onshore_wind | Run_of_river | Solar | Steam_coal | Steam_gas | Grand Total
Steam_coal_PJM_AEP_IN | 3921.1 | N/A | 61.85 |  | 7823 |  |  |  | 39 |  |  |  |  | 7923.85
Onshore_wind_PJM_AEP_IN | 2053.6 | DC | 23 | 6.2 | [6 empty] | 8.4 |  |  | 37.6
Steam_gas_PJM_AEP_IN | 2.3 | DE | 1507.4 | 305.6 |  | 113.1 | 25.9 |  | 1.6 |  | 34.5 | 481.9 | 813 | 3283
Solar_PJM_EKPC_KY | 9.2 | IL | 2680.5 | 7820.6 |  | 462.3 |  | 10655.6 | 3768.7 | 27 | 38.6 | 5185.2 | 28.2 | 30666.7
Solar_PJM_DukeOhioKentucky_KY | 6.7 | IN | 1874.1 | 520 |  | 3.7 |  |  | 2053.6 | 11 | 52.8 | 3921.1 | 2.3 | 8438.6
CT_PJM_EKPC_KY | 1012.7 | KY |  | 1987 |  | 11.9 |  |  |  | 184.5 | 15.9 | 2289.6 | 280 | 4768.9
CT_PJM_AEP_KY | 974.3 | MD | 2942.5 | 2113.6 |  | 712.2 | 5.4 | 1769.7 | 190 | 591.8 | 279.3 | 4679.5 | 1319 | 14603
IC_PJM_EKPC_KY | 11.9 | MI |  | 13.8 |  |  |  | 2253.1 |  | 16 | 4.6 |  |  | 2287.5
Run_of_river_PJM_EKPC_KY | 72.5 | NC | 181.8 | [5 empty] | 208 | 315 | 353.5 |  |  | 1058.3
Run_of_river_PJM_DukeOhioKentucky_KY | 112 | NJ | 7621.1 | 2679.3 |  | 92.1 | 11.6 | 3472.6 | 7.8 | 5.1 | 779.2 | 620.7 | 0 | 15289.5
Steam_coal_PJM_EKPC_KY | 1689.6 | OH | 8638.7 | 5768.4 |  | 575.6 |  | 2177.5 | 1087.5 | 137.5 | 93.5 | 10246.8 | 138.7 | 28864.2
Steam_coal_PJM_DukeOhioKentucky_KY | 600 | PA | 19785.1 | 1901.1 |  | 2029.8 |  | 7589.7 | 1542.2 | 832 | 107.3 | 8693.4 | 4882.3 | 47362.9
Steam_gas_PJM_AEP_KY | 280 | VA | 9365.6 | 4672 |  | 892.3 |  | 3704.7 |  | 884.2 | 844.5 | 4160.5 | 485.1 | 25008.9
Solar_PJM_BaltimoreGE_MD | 52.9 | WV | 1415 | 1167.2 |  | 15.1 |  |  | 798.7 | 356.9 |  | 12672.9 | 8.5 | 16434.3
Solar_PJM_AlleghenyPower_MD | 62.3 | Grand Total | 56096.65 | 28954.8 | 7823 | 4908.1 | 42.9 | 31622.9 | 9697.1 | 3361 | 2612.1 | 52951.6 | 7957.1 | 206027.25
Solar_PJM_DelmarvaPL_MD | 121.7
Solar_PJM_PotomacElec_MD | 42.4
CT_PJM_PotomacElec_MD | 998.6
CT_PJM_BaltimoreGE_MD | 359.6
CT_PJM_DelmarvaPL_MD | 755.4
IC_PJM_DelmarvaPL_MD | 102.5
IC_PJM_PotomacElec_MD | 380.9
IC_PJM_BaltimoreGE_MD | 228.8
Run_of_river_PJM_PhiladelphiaElec_MD | 572
Run_of_river_PJM_PennElec_MD | 19.8
CC_PJM_PotomacElec_MD | 1748.9
CC_PJM_BaltimoreGE_MD | 80
CC_PJM_DelmarvaPL_MD | 1113.6
Steam_coal_PJM_AlleghenyPower_MD | 0
Steam_coal_PJM_BaltimoreGE_MD | 2038.7
Steam_coal_PJM_PotomacElec_MD | 2487
Steam_coal_PJM_DelmarvaPL_MD | 153.8
Onshore_wind_PJM_AlleghenyPower_MD | 190
Steam_gas_PJM_PotomacElec_MD | 1182.2
Steam_gas_PJM_BaltimoreGE_MD | 136.8
Ignore_PJM_BaltimoreGE_MD | 5.4
Nuclear_PJM_BaltimoreGE_MD | 1769.7
Solar_PJM_AEP_MI | 4.6
Run_of_river_PJM_AEP_MI | 16
CT_PJM_AEP_MI | 13.8
Nuclear_PJM_AEP_MI | 2253.1
Solar_PJM_Dominion_VP_NC | 353.5
Run_of_river_PJM_Dominion_VP_NC | 315
CC_PJM_Dominion_VP_NC | 181.8
Onshore_wind_PJM_Dominion_VP_NC | 208
Solar_PJM_PublicServiceEG_NJ | 403.2
Solar_PJM_JerseyCntrlPL_NJ | 271.2
Solar_PJM_AtlanticElec_NJ | 77.8
Solar_PJM_RocklandElec_NJ | 27
CT_PJM_AtlanticElec_NJ | 627.6
CT_PJM_PublicServiceEG_NJ | 1091
CT_PJM_JerseyCntrlPL_NJ | 958.7
IC_PJM_JerseyCntrlPL_NJ | 10
IC_PJM_PublicServiceEG_NJ | 54.8
Run_of_river_PJM_PublicServiceEG_NJ | 5.1
CC_PJM_JerseyCntrlPL_NJ | 1880.1
CC_PJM_PublicServiceEG_NJ | 4378.3
CC_PJM_AtlanticElec_NJ | 1362.7
IC_PJM_AtlanticElec_NJ | 27.3
Steam_coal_PJM_AtlanticElec_NJ | 484.3
Steam_coal_PJM_PublicServiceEG_NJ | 136.4
CT_PJM_RocklandElec_NJ | 2
Onshore_wind_PJM_PublicServiceEG_NJ | 0.3
Onshore_wind_PJM_AtlanticElec_NJ | 7.5
Steam_gas_PJM_PublicServiceEG_NJ | 0
Ignore_PJM_AtlanticElec_NJ | 11.6
Nuclear_PJM_PublicServiceEG_NJ | 3472.6
Solar_PJM_FirstEnergy_ATSI_OH | 55.1
Solar_PJM_DaytonPL_OH | 29.3
Solar_PJM_AEP_OH | 6.1
Solar_PJM_DukeOhioKentucky_OH | 3
CT_PJM_FirstEnergy_ATSI_OH | 1937.3
CT_PJM_AEP_OH | 1472.4
CT_PJM_DaytonPL_OH | 1502.4
CT_PJM_DukeOhioKentucky_OH | 856.3
IC_PJM_AlleghenyPower_OH | 7.8
IC_PJM_DaytonPL_OH | 104.7
IC_PJM_FirstEnergy_ATSI_OH | 280.1
IC_PJM_DukeOhioKentucky_OH | 149.1
IC_PJM_AEP_OH | 33.9
Run_of_river_PJM_FirstEnergy_ATSI_OH | 4.5
Run_of_river_PJM_EKPC_OH | 66
Run_of_river_PJM_DukeOhioKentucky_OH | 2
Run_of_river_PJM_AEP_OH | 65
CC_PJM_FirstEnergy_ATSI_OH | 2657.9
CC_PJM_AEP_OH | 5444.3
CC_PJM_DukeOhioKentucky_OH | 536.5
Steam_coal_PJM_FirstEnergy_ATSI_OH | 2324.1
Steam_coal_PJM_AEP_OH | 5554.8
Steam_coal_PJM_DukeOhioKentucky_OH | 2367
Steam_coal_PJM_DaytonPL_OH | 0.9
Onshore_wind_PJM_AEP_OH | 749.4
Onshore_wind_PJM_FirstEnergy_ATSI_OH | 14.4
Onshore_wind_PJM_DaytonPL_OH | 323.7
Steam_gas_PJM_FirstEnergy_ATSI_OH | 1
Steam_gas_PJM_DukeOhioKentucky_OH | 114.7
Steam_gas_PJM_AEP_OH | 23
Nuclear_PJM_FirstEnergy_ATSI_OH | 2177.5
Solar_PJM_PhiladelphiaElec_PA | 7.4
Solar_PJM_DuqLight_PA | 1.1
Solar_PJM_PennPL_UGI_PA | 17.7
Solar_PJM_MetEd_PA | 23.1
Solar_PJM_PennElec_PA | 4.5
Solar_PJM_AlleghenyPower_PA | 53.5
CT_PJM_PennPL_UGI_PA | 357.2
CT_PJM_AlleghenyPower_PA | 1018.5
CT_PJM_PennElec_PA | 439
CT_PJM_PhiladelphiaElec_PA | 68
IC_PJM_PennElec_PA | 98.4
IC_PJM_FirstEnergy_ATSI_PA | 3.5
IC_PJM_DuqLight_PA | 16.1
IC_PJM_PennPL_UGI_PA | 318.7
IC_PJM_PhiladelphiaElec_PA | 1079.6
Run_of_river_PJM_AlleghenyPower_PA | 58.7
Run_of_river_PJM_DuqLight_PA | 5.4
Run_of_river_PJM_PennElec_PA | 58.5
Run_of_river_PJM_PennPL_UGI_PA | 709.4
Run_of_river_PJM_MetEd_PA | 0
CC_PJM_PhiladelphiaElec_PA | 2823.3
CC_PJM_AlleghenyPower_PA | 1480.5
CC_PJM_PennPL_UGI_PA | 6454.6
CC_PJM_MetEd_PA | 2743.5
CC_PJM_DuqLight_PA | 542.2
CC_PJM_PennElec_PA | 3688
CC_PJM_FirstEnergy_ATSI_PA | 2053
IC_PJM_MetEd_PA | 513.5
Steam_coal_PJM_DuqLight_PA | 565
Steam_coal_PJM_PennElec_PA | 5951.5
Steam_coal_PJM_MetEd_PA | 137.2
Steam_coal_PJM_PennPL_UGI_PA | 1893.7
Steam_coal_PJM_PhiladelphiaElec_PA | 103
Steam_coal_PJM_PublicServiceEG_PA | 43
CT_PJM_MetEd_PA | 18.4
Onshore_wind_PJM_PennElec_PA | 973.3
Onshore_wind_PJM_MetEd_PA | 80
Onshore_wind_PJM_AlleghenyPower_PA | 200.2
Onshore_wind_PJM_PennPL_UGI_PA | 288.7
Steam_gas_PJM_PennPL_UGI_PA | 3183.2
Steam_gas_PJM_PhiladelphiaElec_PA | 760
Steam_gas_PJM_FirstEnergy_ATSI_PA | 340.5
Steam_gas_PJM_MetEd_PA | 3.4
Steam_gas_PJM_PennElec_PA | 595.2
Nuclear_PJM_PhiladelphiaElec_PA | 4964.5
Nuclear_PJM_PennPL_UGI_PA | 2625.2
Solar_PJM_AEP_VA | 3
Solar_PJM_Dominion_VP_VA | 727.2
Solar_PJM_DelmarvaPL_VA | 104.3
Solar_PJM_AlleghenyPower_VA | 10
CT_PJM_AEP_VA | 94.2
CT_PJM_Dominion_VP_VA | 4560.8
CT_PJM_AlleghenyPower_VA | 17
IC_PJM_DelmarvaPL_VA | 394.8
IC_PJM_Dominion_VP_VA | 489.7
IC_PJM_AlleghenyPower_VA | 6
IC_PJM_AEP_VA | 1.8
Run_of_river_PJM_Dominion_VP_VA | 283.4
Run_of_river_PJM_AEP_VA | 597.7
Run_of_river_PJM_AlleghenyPower_VA | 3.1
CC_PJM_Dominion_VP_VA | 9365.6
Steam_coal_PJM_Dominion_VP_VA | 3538.1
Steam_coal_PJM_AEP_VA | 622.4
Steam_gas_PJM_AEP_VA | 482
Steam_gas_PJM_Dominion_VP_VA | 3.1
Nuclear_PJM_Dominion_VP_VA | 3704.7
CT_PJM_AEP_WV | 861.2
CT_PJM_AlleghenyPower_WV | 306
Run_of_river_PJM_AEP_WV | 288.8
Run_of_river_PJM_AlleghenyPower_WV | 68.1
CC_PJM_AEP_WV | 840
CC_PJM_AlleghenyPower_WV | 575
IC_PJM_Dominion_VP_WV | 15.1
Steam_coal_PJM_AlleghenyPower_WV | 5204.7
Steam_coal_PJM_AEP_WV | 5795
Steam_coal_PJM_Dominion_VP_WV | 1673.2
Onshore_wind_PJM_AlleghenyPower_WV | 798.7
Steam_gas_PJM_AEP_WV | 8.5
DR__ | 7823
CC__ | 61.85
Onshore_wind__ | 39

## gross_CONE
type | year | capex_$/kW | fom_$/kW-year | annualizing_coefficient | gross_CONE_$/MW-day
CC | 2023 | 962.6915 | 28 | 0.095 | 327.2759
CC | 2024 | 949.534 | 28 | 0.095 | 323.8513
CC | 2025 | 940.7623 | 28 | 0.095 | 321.5683
CC | 2026 | 934.1835 | 28 | 0.095 | 319.856
CC | 2027 | 926.5083 | 28 | 0.095 | 317.8583
CC | 2028 | 921.026 | 28 | 0.095 | 316.4314
CC | 2029 | 915.5437 | 28 | 0.095 | 315.0045
CC | 2030 | 912.2543 | 28 | 0.095 | 314.1484
CC | 2031 | 906.772 | 28 | 0.095 | 312.7215
Note on F2: Bobbio, Emmanuele: By comparison, gross CONE in the BRA 2023/2024 was 327.6; net-CONE was 274.96

## state_policy_entries
type | state | year | nameplate | delta
battery | NJ | 2022 | 600 | 0
battery | NJ | 2023 | 775 | 175
battery | NJ | 2024 | 950 | 175
battery | NJ | 2025 | 1125 | 175
battery | NJ | 2026 | 1300 | 175
battery | NJ | 2027 | 1475 | 175
battery | NJ | 2028 | 1650 | 175
battery | NJ | 2029 | 1825 | 175
battery | NJ | 2030 | 2000 | 175
battery | NJ | 2031 | 2000 | 0
battery | NJ | 2032 | 2000 | 0
battery | NJ | 2033 | 2000 | 0
battery | NJ | 2034 | 2000 | 0
battery | NJ | 2035 | 2000 | 0
battery | PJM_AEP_VA | 2022 | 10 | 0
battery | PJM_AEP_VA | 2023 | 40 | 30
battery | PJM_AEP_VA | 2024 | 70 | 30
battery | PJM_AEP_VA | 2025 | 100 | 30
battery | PJM_AEP_VA | 2026 | 130 | 30
battery | PJM_AEP_VA | 2027 | 160 | 30
battery | PJM_AEP_VA | 2028 | 190 | 30
battery | PJM_AEP_VA | 2029 | 220 | 30
battery | PJM_AEP_VA | 2030 | 250 | 30
battery | PJM_AEP_VA | 2031 | 280 | 30
battery | PJM_AEP_VA | 2032 | 310 | 30
battery | PJM_AEP_VA | 2033 | 340 | 30
battery | PJM_AEP_VA | 2034 | 370 | 30
battery | PJM_AEP_VA | 2035 | 400 | 30
battery | PJM_Dominion_VP_VA | 2022 | 100 | 0
battery | PJM_Dominion_VP_VA | 2023 | 300 | 200
battery | PJM_Dominion_VP_VA | 2024 | 500 | 200
battery | PJM_Dominion_VP_VA | 2025 | 700 | 200
battery | PJM_Dominion_VP_VA | 2026 | 900 | 200
battery | PJM_Dominion_VP_VA | 2027 | 1100 | 200
battery | PJM_Dominion_VP_VA | 2028 | 1300 | 200
battery | PJM_Dominion_VP_VA | 2029 | 1500 | 200
battery | PJM_Dominion_VP_VA | 2030 | 1700 | 200
battery | PJM_Dominion_VP_VA | 2031 | 1900 | 200
battery | PJM_Dominion_VP_VA | 2032 | 2100 | 200
battery | PJM_Dominion_VP_VA | 2033 | 2300 | 200
battery | PJM_Dominion_VP_VA | 2034 | 2500 | 200
battery | PJM_Dominion_VP_VA | 2035 | 2700 | 200
Offshore_wind | NJ | 2022 | 0 | 0
Offshore_wind | NJ | 2023 | 0 | 0
Offshore_wind | NJ | 2024 | 1248 | 1248
Offshore_wind | NJ | 2025 | 2758 | 1510
Offshore_wind | NJ | 2026 | 2758 | 0
Offshore_wind | NJ | 2027 | 3906 | 1148
Offshore_wind | NJ | 2028 | 3906 | 0
Offshore_wind | NJ | 2029 | 3906 | 0
Offshore_wind | NJ | 2030 | 5106 | 1200
Offshore_wind | PJM_DelmarvaPL_MD | 2022 | 0 | 0
Offshore_wind | PJM_DelmarvaPL_MD | 2023 | 0 | 0
Offshore_wind | PJM_DelmarvaPL_MD | 2024 | 0 | 0
Offshore_wind | PJM_DelmarvaPL_MD | 2025 | 248 | 248
Offshore_wind | PJM_DelmarvaPL_MD | 2026 | 1625.6 | 1377.6
Offshore_wind | PJM_DelmarvaPL_MD | 2027 | 2022.5 | 396.9
Offshore_wind | PJM_DelmarvaPL_MD | 2028 | 2022.5 | 0
Offshore_wind | PJM_DelmarvaPL_MD | 2029 | 2022.5 | 0
Offshore_wind | PJM_DelmarvaPL_MD | 2030 | 2022.5 | 0
Offshore_wind | PJM_Dominion_VP_VA | 2022 | 12 | 0
Offshore_wind | PJM_Dominion_VP_VA | 2023 | 12 | 0
Offshore_wind | PJM_Dominion_VP_VA | 2024 | 12 | 0
Offshore_wind | PJM_Dominion_VP_VA | 2025 | 892 | 880
Offshore_wind | PJM_Dominion_VP_VA | 2026 | 1772 | 880
Offshore_wind | PJM_Dominion_VP_VA | 2027 | 2652 | 880
Offshore_wind | PJM_Dominion_VP_VA | 2028 | 2652 | 0
Offshore_wind | PJM_Dominion_VP_VA | 2029 | 2652 | 0
Offshore_wind | PJM_Dominion_VP_VA | 2030 | 2652 | 0
Solar | NJ | 2022 | 675 | 675
Solar | NJ | 2023 | 1350 | 675
Solar | NJ | 2024 | 2025 | 675
Solar | NJ | 2025 | 2700 | 675
Solar | NJ | 2026 | 3375 | 675
Solar | NJ | 2027 | 3375 | 0
Solar | NJ | 2028 | 3375 | 0
Solar | NJ | 2029 | 3375 | 0
Solar | NJ | 2030 | 3375 | 0
Note on E1: Bobbio, Emmanuele: Field used in the model
Note on E71: Bobbio, Emmanuele: This is is NJ solar successor program which procures 300 MW per year of utility scale solar and 450 MW per year of BTM solar out of market until 2026. We convert BTM solar to utility scale using capacity factors of 15 and 18% respectively.

## RPS-StatusQuo-2A-2B-3
product_id | type | state | year | annual_energy_in_GWh | rps | voluntary_demand | slope | cap_in_USD_per_MWh | constraint | parent | level
rec-RTO | renewable_hydro | RTO | 2023 | 758577.3128 | 12.08% | 0 | 0 | 60 | hard |  | 0
rec-RTO | renewable_hydro | RTO | 2024 | 769661.0008 | 13.48% | 0 | 0 | 60 | hard |  | 0
rec-RTO | renewable_hydro | RTO | 2025 | 782542.2758 | 15.27% | 0 | 0 | 60 | hard |  | 0
rec-RTO | renewable_hydro | RTO | 2026 | 793962.5878 | 16.81% | 0 | 0 | 60 | hard |  | 0
rec-RTO | renewable_hydro | RTO | 2027 | 801717.9403 | 18.37% | 0 | 0 | 60 | hard |  | 0
rec-RTO | renewable_hydro | RTO | 2028 | 809891.5468 | 19.8% | 0 | 0 | 60 | hard |  | 0
rec-RTO | renewable_hydro | RTO | 2029 | 817611.7009 | 21.49% | 0 | 0 | 60 | hard |  | 0
rec-RTO | renewable_hydro | RTO | 2030 | 822846.6774 | 23.03% | 0 | 0 | 60 | hard |  | 0
solar-carve-out-DE | solar-carve-out | DE | 2022 | 11243.3961 | 2.75% | 0 | 0 | 60 | hard | rec-RTO | 1
solar-carve-out-DE | solar-carve-out | DE | 2023 | 11281.6749 | 3% | 0 | 0 | 60 | hard | rec-RTO | 1
solar-carve-out-DE | solar-carve-out | DE | 2024 | 11326.2038 | 3.25% | 0 | 0 | 60 | hard | rec-RTO | 1
solar-carve-out-DE | solar-carve-out | DE | 2025 | 11356.393 | 3.5% | 0 | 0 | 60 | hard | rec-RTO | 1
solar-carve-out-DE | solar-carve-out | DE | 2026 | 11379.4904 | 3.75% | 0 | 0 | 60 | hard | rec-RTO | 1
solar-carve-out-DE | solar-carve-out | DE | 2027 | 11414.2049 | 4% | 0 | 0 | 60 | hard | rec-RTO | 1
solar-carve-out-DE | solar-carve-out | DE | 2028 | 11496.6873 | 4.25% | 0 | 0 | 60 | hard | rec-RTO | 1
solar-carve-out-DE | solar-carve-out | DE | 2029 | 11595.4958 | 4.5% | 0 | 0 | 60 | hard | rec-RTO | 1
solar-carve-out-DE | solar-carve-out | DE | 2030 | 11625.8926 | 5% | 0 | 0 | 60 | hard | rec-RTO | 1
solar-carve-out-DC | solar-carve-out | DC | 2022 | 8354.9447 | 2.6% | 0 | 0 | 60 | hard | rec-RTO | 1
solar-carve-out-DC | solar-carve-out | DC | 2023 | 8397.0941 | 2.85% | 0 | 0 | 60 | hard | rec-RTO | 1
solar-carve-out-DC | solar-carve-out | DC | 2024 | 8417.164 | 3.15% | 0 | 0 | 60 | hard | rec-RTO | 1
solar-carve-out-DC | solar-carve-out | DC | 2025 | 8435.0765 | 3.45% | 0 | 0 | 60 | hard | rec-RTO | 1
solar-carve-out-DC | solar-carve-out | DC | 2026 | 8385.9744 | 3.75% | 0 | 0 | 60 | hard | rec-RTO | 1
solar-carve-out-DC | solar-carve-out | DC | 2027 | 8387.761 | 4.1% | 0 | 0 | 60 | hard | rec-RTO | 1
solar-carve-out-DC | solar-carve-out | DC | 2028 | 8457.7456 | 4.5% | 0 | 0 | 60 | hard | rec-RTO | 1
solar-carve-out-DC | solar-carve-out | DC | 2029 | 8498.5137 | 4.75% | 0 | 0 | 60 | hard | rec-RTO | 1
solar-carve-out-DC | solar-carve-out | DC | 2030 | 8474.4304 | 5% | 0 | 0 | 60 | hard | rec-RTO | 1
solar-carve-out-IL | solar-carve-out | IL | 2022 | 96861.9319 | 9.584% | 0 | 0 | 60 | hard | rec-RTO | 1
solar-carve-out-IL | solar-carve-out | IL | 2023 | 96240.8647 | 10.29% | 0 | 0 | 60 | hard | rec-RTO | 1
solar-carve-out-IL | solar-carve-out | IL | 2024 | 95809.6532 | 10.99% | 0 | 0 | 60 | hard | rec-RTO | 1
solar-carve-out-IL | solar-carve-out | IL | 2025 | 95987.1204 | 11.69% | 0 | 0 | 60 | hard | rec-RTO | 1
solar-carve-out-IL | solar-carve-out | IL | 2026 | 95779.9547 | 13.09% | 0 | 0 | 60 | hard | rec-RTO | 1
solar-carve-out-IL | solar-carve-out | IL | 2027 | 95916.9211 | 14.49% | 0 | 0 | 60 | hard | rec-RTO | 1
solar-carve-out-IL | solar-carve-out | IL | 2028 | 95905.0647 | 15.9% | 0 | 0 | 60 | hard | rec-RTO | 1
solar-carve-out-IL | solar-carve-out | IL | 2029 | 96379.8559 | 17.3% | 0 | 0 | 60 | hard | rec-RTO | 1
solar-carve-out-IL | solar-carve-out | IL | 2030 | 96535.7749 | 18.7% | 0 | 0 | 60 | hard | rec-RTO | 1
onshore_wind-carve-out-IL | onshore_wind-carve-out | IL | 2022 | 96861.9319 | 7.841% | 0 | 0 | 60 | hard | rec-RTO | 1
onshore_wind-carve-out-IL | onshore_wind-carve-out | IL | 2023 | 96240.8647 | 8.415% | 0 | 0 | 60 | hard | rec-RTO | 1
onshore_wind-carve-out-IL | onshore_wind-carve-out | IL | 2024 | 95809.6532 | 8.989% | 0 | 0 | 60 | hard | rec-RTO | 1
onshore_wind-carve-out-IL | onshore_wind-carve-out | IL | 2025 | 95987.1204 | 9.562% | 0 | 0 | 60 | hard | rec-RTO | 1
onshore_wind-carve-out-IL | onshore_wind-carve-out | IL | 2026 | 95779.9547 | 10.71% | 0 | 0 | 60 | hard | rec-RTO | 1
onshore_wind-carve-out-IL | onshore_wind-carve-out | IL | 2027 | 95916.9211 | 11.86% | 0 | 0 | 60 | hard | rec-RTO | 1
onshore_wind-carve-out-IL | onshore_wind-carve-out | IL | 2028 | 95905.0647 | 13% | 0 | 0 | 60 | hard | rec-RTO | 1
onshore_wind-carve-out-IL | onshore_wind-carve-out | IL | 2029 | 96379.8559 | 14.15% | 0 | 0 | 60 | hard | rec-RTO | 1
onshore_wind-carve-out-IL | onshore_wind-carve-out | IL | 2030 | 96535.7749 | 15.3% | 0 | 0 | 60 | hard | rec-RTO | 1
solar-carve-out-MD | solar-carve-out | MD | 2022 | 64887.7381 | 5.5% | 0 | 0 | 60 | hard | rec-RTO | 1
solar-carve-out-MD | solar-carve-out | MD | 2023 | 65200.0819 | 6% | 0 | 0 | 60 | hard | rec-RTO | 1
solar-carve-out-MD | solar-carve-out | MD | 2024 | 65389.117 | 6.5% | 0 | 0 | 60 | hard | rec-RTO | 1
solar-carve-out-MD | solar-carve-out | MD | 2025 | 65586.2419 | 7% | 0 | 0 | 60 | hard | rec-RTO | 1
solar-carve-out-MD | solar-carve-out | MD | 2026 | 65536.5155 | 8% | 0 | 0 | 60 | hard | rec-RTO | 1
solar-carve-out-MD | solar-carve-out | MD | 2027 | 65806.0108 | 9.5% | 0 | 0 | 60 | hard | rec-RTO | 1
solar-carve-out-MD | solar-carve-out | MD | 2028 | 66393.9643 | 11% | 0 | 0 | 60 | hard | rec-RTO | 1
solar-carve-out-MD | solar-carve-out | MD | 2029 | 66868.4219 | 12.5% | 0 | 0 | 60 | hard | rec-RTO | 1
solar-carve-out-MD | solar-carve-out | MD | 2030 | 66987.0948 | 14.5% | 0 | 0 | 60 | hard | rec-RTO | 1
solar-carve-out-NJ | solar-carve-out | NJ | 2022 | 74454.7405 | 5.1% | 0 | 0 | 60 | hard | rec-RTO | 1
solar-carve-out-NJ | solar-carve-out | NJ | 2023 | 74569.2539 | 5.1% | 0 | 0 | 60 | hard | rec-RTO | 1
solar-carve-out-NJ | solar-carve-out | NJ | 2024 | 74643.2844 | 4.9% | 0 | 0 | 60 | hard | rec-RTO | 1
solar-carve-out-NJ | solar-carve-out | NJ | 2025 | 74666.6893 | 4.8% | 0 | 0 | 60 | hard | rec-RTO | 1
solar-carve-out-NJ | solar-carve-out | NJ | 2026 | 74979.4079 | 4.5% | 0 | 0 | 60 | hard | rec-RTO | 1
solar-carve-out-NJ | solar-carve-out | NJ | 2027 | 75621.4938 | 4.35% | 0 | 0 | 60 | hard | rec-RTO | 1
solar-carve-out-NJ | solar-carve-out | NJ | 2028 | 76517.0298 | 3.74% | 0 | 0 | 60 | hard | rec-RTO | 1
solar-carve-out-NJ | solar-carve-out | NJ | 2029 | 77391.9367 | 3.07% | 0 | 0 | 60 | hard | rec-RTO | 1
solar-carve-out-NJ | solar-carve-out | NJ | 2030 | 78098.1142 | 2.21% | 0 | 0 | 60 | hard | rec-RTO | 1
renewable-PA | renewable | PA | 2022 | 150500.0238 | 8% | 0 | 0 | 60 | hard | rec-RTO | 1
renewable-PA | renewable | PA | 2023 | 150589.4629 | 8% | 0 | 0 | 60 | hard | rec-RTO | 1
renewable-PA | renewable | PA | 2024 | 150544.4296 | 8% | 0 | 0 | 60 | hard | rec-RTO | 1
renewable-PA | renewable | PA | 2025 | 150482.2356 | 8% | 0 | 0 | 60 | hard | rec-RTO | 1
renewable-PA | renewable | PA | 2026 | 150332.2176 | 8% | 0 | 0 | 60 | hard | rec-RTO | 1
renewable-PA | renewable | PA | 2027 | 150940.5915 | 8% | 0 | 0 | 60 | hard | rec-RTO | 1
renewable-PA | renewable | PA | 2028 | 151559.6111 | 8% | 0 | 0 | 60 | hard | rec-RTO | 1
renewable-PA | renewable | PA | 2029 | 151864.6386 | 8% | 0 | 0 | 60 | hard | rec-RTO | 1
renewable-PA | renewable | PA | 2030 | 152022.7476 | 8% | 0 | 0 | 60 | hard | rec-RTO | 1
solar-onshore_wind-carve-out-VA-DOM | solar-onshore_wind-carve-out | VA-DOM | 2022 | 75837.6845 | 0% | 0 | 0 | 60 | hard | rec-RTO | 1
solar-onshore_wind-carve-out-VA-DOM | solar-onshore_wind-carve-out | VA-DOM | 2023 | 85063.651 | 6.179% | 0 | 0 | 60 | hard | rec-RTO | 1
solar-onshore_wind-carve-out-VA-DOM | solar-onshore_wind-carve-out | VA-DOM | 2024 | 95448.5282 | 5.507% | 0 | 0 | 60 | hard | rec-RTO | 1
solar-onshore_wind-carve-out-VA-DOM | solar-onshore_wind-carve-out | VA-DOM | 2025 | 106704.2137 | 12.75% | 0 | 0 | 60 | hard | rec-RTO | 1
solar-onshore_wind-carve-out-VA-DOM | solar-onshore_wind-carve-out | VA-DOM | 2026 | 117728.3047 | 15% | 0 | 0 | 60 | hard | rec-RTO | 1
solar-onshore_wind-carve-out-VA-DOM | solar-onshore_wind-carve-out | VA-DOM | 2027 | 122685.3398 | 17.25% | 0 | 0 | 60 | hard | rec-RTO | 1
solar-onshore_wind-carve-out-VA-DOM | solar-onshore_wind-carve-out | VA-DOM | 2028 | 126977.1893 | 19.5% | 0 | 0 | 60 | hard | rec-RTO | 1
solar-onshore_wind-carve-out-VA-DOM | solar-onshore_wind-carve-out | VA-DOM | 2029 | 131593.078 | 21.75% | 0 | 0 | 60 | hard | rec-RTO | 1
solar-onshore_wind-carve-out-VA-DOM | solar-onshore_wind-carve-out | VA-DOM | 2030 | 135635.5827 | 24% | 0 | 0 | 60 | hard | rec-RTO | 1
solar-onshore_wind-carve-out-VA-AEP | solar-onshore_wind-carve-out | VA-AEP | 2022 | 19021.7941 | 0% | 0 | 0 | 60 | hard | rec-RTO | 1
solar-onshore_wind-carve-out-VA-AEP | solar-onshore_wind-carve-out | VA-AEP | 2023 | 19035.1115 | 1.841% | 0 | 0 | 60 | hard | rec-RTO | 1
solar-onshore_wind-carve-out-VA-AEP | solar-onshore_wind-carve-out | VA-AEP | 2024 | 19028.7795 | 1.841% | 0 | 0 | 60 | hard | rec-RTO | 1
solar-onshore_wind-carve-out-VA-AEP | solar-onshore_wind-carve-out | VA-AEP | 2025 | 19105.7142 | 1.834% | 0 | 0 | 60 | hard | rec-RTO | 1
solar-onshore_wind-carve-out-VA-AEP | solar-onshore_wind-carve-out | VA-AEP | 2026 | 19091.4917 | 1.835% | 0 | 0 | 60 | hard | rec-RTO | 1
solar-onshore_wind-carve-out-VA-AEP | solar-onshore_wind-carve-out | VA-AEP | 2027 | 19128.6751 | 3.664% | 0 | 0 | 60 | hard | rec-RTO | 1
solar-onshore_wind-carve-out-VA-AEP | solar-onshore_wind-carve-out | VA-AEP | 2028 | 19243.8628 | 3.642% | 0 | 0 | 60 | hard | rec-RTO | 1
solar-onshore_wind-carve-out-VA-AEP | solar-onshore_wind-carve-out | VA-AEP | 2029 | 19298.0957 | 3.631% | 0 | 0 | 60 | hard | rec-RTO | 1
solar-onshore_wind-carve-out-VA-AEP | solar-onshore_wind-carve-out | VA-AEP | 2030 | 19255.5488 | 5.459% | 0 | 0 | 60 | hard | rec-RTO | 1

## RPS-2C
product_id | type | state | year | annual_energy_in_GWh | rps | voluntary_demand | slope | cap_in_USD_per_MWh | constraint | parent | level | clean_energy_in_GWh
rec-RTO | renewable_hydro | RTO | 2023 | 758577.3128 | 12.08% | 0 | 0 | 60 | hard |  | 0 | 91632.4591
rec-RTO | renewable_hydro | RTO | 2024 | 769661.0008 | 13.48% | 0 | 0 | 60 | hard |  | 0 | 103733.404
rec-RTO | renewable_hydro | RTO | 2025 | 782542.2758 | 15.27% | 0 | 0 | 60 | hard |  | 0 | 119495.5327
rec-RTO | renewable_hydro | RTO | 2026 | 793962.5878 | 16.81% | 0 | 0 | 60 | hard |  | 0 | 133454.5144
rec-RTO | renewable_hydro | RTO | 2027 | 801717.9403 | 18.37% | 0 | 0 | 60 | hard |  | 0 | 147252.3222
rec-RTO | renewable_hydro | RTO | 2028 | 809891.5468 | 19.8% | 0 | 0 | 60 | hard |  | 0 | 160339.5501
rec-RTO | renewable_hydro | RTO | 2029 | 817611.7009 | 21.49% | 0 | 0 | 60 | hard |  | 0 | 175742.7968
rec-RTO | renewable_hydro | RTO | 2030 | 822846.6774 | 23.03% | 0 | 0 | 60 | hard |  | 0 | 189541.8457

## capacity_market_RTO
product_id | type | zone | year | peak_load | cetl | ee | gcone | ncone | irm | fpr | frr_peak_load | constraint | parent | level
RTO-capacity | capacity | RTO | 2023 | 151767.0679 | 0 | 0 | 327.2759 | 274.96 | 0.148 | 0.0901 | 0 | soft |  | 0
RTO-capacity | capacity | RTO | 2024 | 154790.6773 | 0 | 0 | 323.8513 | 274.96 | 0.148 | 0.0901 | 0 | soft |  | 0
RTO-capacity | capacity | RTO | 2025 | 156799.0569 | 0 | 0 | 321.5683 | 274.96 | 0.148 | 0.0901 | 0 | soft |  | 0
RTO-capacity | capacity | RTO | 2026 | 158788.5087 | 0 | 0 | 319.856 | 274.96 | 0.148 | 0.0901 | 0 | soft |  | 0
RTO-capacity | capacity | RTO | 2027 | 159987.3665 | 0 | 0 | 317.8583 | 274.96 | 0.148 | 0.0901 | 0 | soft |  | 0
RTO-capacity | capacity | RTO | 2028 | 160480.7607 | 0 | 0 | 316.4314 | 274.96 | 0.148 | 0.0901 | 0 | soft |  | 0
RTO-capacity | capacity | RTO | 2029 | 161928.5149 | 0 | 0 | 315.0045 | 274.96 | 0.148 | 0.0901 | 0 | soft |  | 0
RTO-capacity | capacity | RTO | 2030 | 164631.6836 | 0 | 0 | 314.1484 | 274.96 | 0.148 | 0.0901 | 0 | soft |  | 0
RTO-capacity | capacity | RTO | 2031 | 166206.1961 | 0 | 0 | 312.7215 | 274.96 | 0.148 | 0.0901 | 0 | soft |  | 0
Note on G2: Bobbio, Emmanuele: In RPM, supply and demand shift right but an amount equivalent to Energy Efficiency. We ignore EE on the supply side. Thus we set EE=0.
Note on L2: Bobbio, Emmanuele: FRR in 23/24 BRA was 28754.987. We set to 0 because in the model we have all PJM resources